## FIR_filter
SUMMARY OUTPUT
"PER" (sec) | Metrosonics SO2, ppm | Mil-Ram SO2,ppm | FIR Resp Pred SO2,ppm | "PER" (sec) | Metrosonics SO2, ppm | lag 1 | lag 2 | lag 3 | lag 4 | lag 5 | lag 6 | lag 7 | lag 8 | lag 9 | Milram | Mil-Ram SO2,ppm | FIR Resp Mil-Ram SO2,ppm
0 | 0 | 0 | 0 | 0 | 0 | 0 | 0 | 0 | 0 | 0 | 0 | 0 | 0 | 0 | 0 | 0 | 0 | Regression Statistics
10 | 0.2 | 0.254 | 0 | 10 | 0.2 | 0 | 0 | 0 | 0 | 0 | 0 | 0 | 0 | 0 | -0.127 | 0.254 | 0 | Multiple R | 0.99654
20 | 0 | 0.252 | 0.059531 | 20 | 0 | 0.2 | 0 | 0 | 0 | 0 | 0 | 0 | 0 | 0 | -0.126 | 0.252 | 0.059531 | R Square | 0.99309
30 | 0 | 0.252 | 0.029595 | 30 | 0 | 0 | 0.2 | 0 | 0 | 0 | 0 | 0 | 0 | 0 | -0.126 | 0.252 | 0.029595 | Adjusted R Square | 0.99
40 | 0 | 0.252 | 0.024391 | 40 | 0 | 0 | 0 | 0.2 | 0 | 0 | 0 | 0 | 0 | 0 | -0.126 | 0.252 | 0.024391 | Standard Error | 0.54364
50 | 4 | 0.234 | 0.016613 | 50 | 4 | 0 | 0 | 0 | 0.2 | 0 | 0 | 0 | 0 | 0 | -0.117 | 0.234 | 0.016613 | Observations | 351
60 | 13.8 | 0.724 | 1.2023 | 60 | 13.8 | 4 | 0 | 0 | 0 | 0.2 | 0 | 0 | 0 | 0 | -0.362 | 0.724 | 1.2023
70 | 14 | 2.766 | 4.7069 | 70 | 14 | 13.8 | 4 | 0 | 0 | 0 | 0.2 | 0 | 0 | 0 | -1.383 | 2.766 | 4.7069 | ANOVA
80 | 14.2 | 4.888 | 6.705 | 80 | 14.2 | 14 | 13.8 | 4 | 0 | 0 | 0 | 0.2 | 0 | 0 | -2.444 | 4.888 | 6.705 |  | df | SS | MS | F | Significance F
90 | 14.4 | 6.856 | 8.3082 | 90 | 14.4 | 14.2 | 14 | 13.8 | 4 | 0 | 0 | 0 | 0.2 | 0 | -3.428 | 6.856 | 8.3082 | Regression | 9 | 14518.6542 | 1613.1838 | 5458.3337 | 0
100 | 14.4 | 8.418 | 9.5103 | 100 | 14.4 | 14.4 | 14.2 | 14 | 13.8 | 4 | 0 | 0 | 0 | 0.2 | -4.209 | 8.418 | 9.5103 | Residual | 342 | 101.0764 | 0.29555
110 | 14.4 | 9.548 | 10.2661 | 110 | 14.4 | 14.4 | 14.4 | 14.2 | 14 | 13.8 | 4 | 0 | 0 | 0 | -4.774 | 9.548 | 10.2661 | Total | 351 | 14619.7306
120 | 14.4 | 10.352 | 10.843 | 120 | 14.4 | 14.4 | 14.4 | 14.4 | 14.2 | 14 | 13.8 | 4 | 0 | 0 | -5.176 | 10.352 | 10.843
130 | 14.4 | 10.918 | 11.1645 | 130 | 14.4 | 14.4 | 14.4 | 14.4 | 14.4 | 14.2 | 14 | 13.8 | 4 | 0 | -5.459 | 10.918 | 11.1645 |  | Coefficients | Standard Error | t Stat | P-value | Lower 95% | Upper 95% | Lower 95.0% | Upper 95.0%
140 | 14.6 | 11.326 | 11.6409 | 140 | 14.6 | 14.4 | 14.4 | 14.4 | 14.4 | 14.4 | 14.2 | 14 | 13.8 | 4 | -5.663 | 11.326 | 11.6409 | Intercept | 0 | #N/A | #N/A | #N/A | #N/A | #N/A | #N/A | #N/A
150 | 14.6 | 11.634 | 13.4547 | 150 | 14.6 | 14.6 | 14.4 | 14.4 | 14.4 | 14.4 | 14.4 | 14.2 | 14 | 13.8 | -5.817 | 11.634 | 13.4547 | X Variable 1 | 0.29765 | 0.03601 | 8.2657 | 3.1036e-15 | 0.22682 | 0.36848 | 0.22682 | 0.36848
160 | 14.6 | 11.868 | 13.5226 | 160 | 14.6 | 14.6 | 14.6 | 14.4 | 14.4 | 14.4 | 14.4 | 14.4 | 14.2 | 14 | -5.934 | 11.868 | 13.5226 | X Variable 2 | 0.14798 | 0.058559 | 2.527 | 0.011956 | 0.032795 | 0.26316 | 0.032795 | 0.26316
170 | 14.6 | 12.052 | 13.5772 | 170 | 14.6 | 14.6 | 14.6 | 14.6 | 14.4 | 14.4 | 14.4 | 14.4 | 14.4 | 14.2 | -6.026 | 12.052 | 13.5772 | X Variable 3 | 0.12196 | 0.059872 | 2.0369 | 0.042425 | 0.0041926 | 0.23972 | 0.0041926 | 0.23972
180 | 14.6 | 12.208 | 13.6294 | 180 | 14.6 | 14.6 | 14.6 | 14.6 | 14.6 | 14.4 | 14.4 | 14.4 | 14.4 | 14.4 | -6.104 | 12.208 | 13.6294 | X Variable 4 | 0.083064 | 0.059944 | 1.3857 | 0.16675 | -0.034842 | 0.20097 | -0.034842 | 0.20097
190 | 14.6 | 12.342 | 13.6411 | 190 | 14.6 | 14.6 | 14.6 | 14.6 | 14.6 | 14.6 | 14.4 | 14.4 | 14.4 | 14.4 | -6.171 | 12.342 | 13.6411 | X Variable 5 | 0.058396 | 0.059948 | 0.97411 | 0.33069 | -0.059517 | 0.17631 | -0.059517 | 0.17631
200 | 14.6 | 12.458 | 13.6485 | 200 | 14.6 | 14.6 | 14.6 | 14.6 | 14.6 | 14.6 | 14.6 | 14.4 | 14.4 | 14.4 | -6.229 | 12.458 | 13.6485 | X Variable 6 | 0.037124 | 0.059944 | 0.61931 | 0.53612 | -0.080781 | 0.15503 | -0.080781 | 0.15503
210 | 14.6 | 12.56 | 13.6565 | 210 | 14.6 | 14.6 | 14.6 | 14.6 | 14.6 | 14.6 | 14.6 | 14.6 | 14.4 | 14.4 | -6.28 | 12.56 | 13.6565 | X Variable 7 | 0.040103 | 0.059872 | 0.66981 | 0.50343 | -0.077661 | 0.15787 | -0.077661 | 0.15787
220 | 14.6 | 12.652 | 13.6512 | 220 | 14.6 | 14.6 | 14.6 | 14.6 | 14.6 | 14.6 | 14.6 | 14.6 | 14.6 | 14.4 | -6.326 | 12.652 | 13.6512 | X Variable 8 | -0.0268 | 0.058559 | -0.45766 | 0.64748 | -0.14198 | 0.088381 | -0.14198 | 0.088381
230 | 14.6 | 12.74 | 13.6867 | 230 | 14.6 | 14.6 | 14.6 | 14.6 | 14.6 | 14.6 | 14.6 | 14.6 | 14.6 | 14.6 | -6.37 | 12.74 | 13.6867 | X Variable 9 | 0.17798 | 0.03601 | 4.9424 | 1.2109e-06 | 0.10715 | 0.24881 | 0.10715 | 0.24881
240 | 14.8 | 12.814 | 13.6867 | 240 | 14.8 | 14.6 | 14.6 | 14.6 | 14.6 | 14.6 | 14.6 | 14.6 | 14.6 | 14.6 | -6.407 | 12.814 | 13.6867
250 | 14.8 | 12.886 | 13.7463 | 250 | 14.8 | 14.8 | 14.6 | 14.6 | 14.6 | 14.6 | 14.6 | 14.6 | 14.6 | 14.6 | -6.443 | 12.886 | 13.7463
260 | 14.8 | 12.948 | 13.7759 | 260 | 14.8 | 14.8 | 14.8 | 14.6 | 14.6 | 14.6 | 14.6 | 14.6 | 14.6 | 14.6 | -6.474 | 12.948 | 13.7759
270 | 14.8 | 13.008 | 13.8003 | 270 | 14.8 | 14.8 | 14.8 | 14.8 | 14.6 | 14.6 | 14.6 | 14.6 | 14.6 | 14.6 | -6.504 | 13.008 | 13.8003
280 | 14.8 | 13.064 | 13.8169 | 280 | 14.8 | 14.8 | 14.8 | 14.8 | 14.8 | 14.6 | 14.6 | 14.6 | 14.6 | 14.6 | -6.532 | 13.064 | 13.8169
290 | 14.8 | 13.12 | 13.8286 | 290 | 14.8 | 14.8 | 14.8 | 14.8 | 14.8 | 14.8 | 14.6 | 14.6 | 14.6 | 14.6 | -6.56 | 13.12 | 13.8286
300 | 14.8 | 13.168 | 13.836 | 300 | 14.8 | 14.8 | 14.8 | 14.8 | 14.8 | 14.8 | 14.8 | 14.6 | 14.6 | 14.6 | -6.584 | 13.168 | 13.836
310 | 14.8 | 13.212 | 13.844 | 310 | 14.8 | 14.8 | 14.8 | 14.8 | 14.8 | 14.8 | 14.8 | 14.8 | 14.6 | 14.6 | -6.606 | 13.212 | 13.844
320 | 14.8 | 13.256 | 13.8386 | 320 | 14.8 | 14.8 | 14.8 | 14.8 | 14.8 | 14.8 | 14.8 | 14.8 | 14.8 | 14.6 | -6.628 | 13.256 | 13.8386
330 | 14.8 | 13.296 | 13.8742 | 330 | 14.8 | 14.8 | 14.8 | 14.8 | 14.8 | 14.8 | 14.8 | 14.8 | 14.8 | 14.8 | -6.648 | 13.296 | 13.8742
340 | 14.8 | 13.334 | 13.8742 | 340 | 14.8 | 14.8 | 14.8 | 14.8 | 14.8 | 14.8 | 14.8 | 14.8 | 14.8 | 14.8 | -6.667 | 13.334 | 13.8742
350 | 14.8 | 13.368 | 13.8742 | 350 | 14.8 | 14.8 | 14.8 | 14.8 | 14.8 | 14.8 | 14.8 | 14.8 | 14.8 | 14.8 | -6.684 | 13.368 | 13.8742
360 | 14.8 | 13.402 | 13.8742 | 360 | 14.8 | 14.8 | 14.8 | 14.8 | 14.8 | 14.8 | 14.8 | 14.8 | 14.8 | 14.8 | -6.701 | 13.402 | 13.8742
370 | 14.8 | 13.434 | 13.8742 | 370 | 14.8 | 14.8 | 14.8 | 14.8 | 14.8 | 14.8 | 14.8 | 14.8 | 14.8 | 14.8 | -6.717 | 13.434 | 13.8742
380 | 14.8 | 13.466 | 13.8742 | 380 | 14.8 | 14.8 | 14.8 | 14.8 | 14.8 | 14.8 | 14.8 | 14.8 | 14.8 | 14.8 | -6.733 | 13.466 | 13.8742
390 | 14.8 | 13.494 | 13.8742 | 390 | 14.8 | 14.8 | 14.8 | 14.8 | 14.8 | 14.8 | 14.8 | 14.8 | 14.8 | 14.8 | -6.747 | 13.494 | 13.8742
400 | 14.8 | 13.522 | 13.8742 | 400 | 14.8 | 14.8 | 14.8 | 14.8 | 14.8 | 14.8 | 14.8 | 14.8 | 14.8 | 14.8 | -6.761 | 13.522 | 13.8742
410 | 14.8 | 13.55 | 13.8742 | 410 | 14.8 | 14.8 | 14.8 | 14.8 | 14.8 | 14.8 | 14.8 | 14.8 | 14.8 | 14.8 | -6.775 | 13.55 | 13.8742
420 | 14.8 | 13.572 | 13.8742 | 420 | 14.8 | 14.8 | 14.8 | 14.8 | 14.8 | 14.8 | 14.8 | 14.8 | 14.8 | 14.8 | -6.786 | 13.572 | 13.8742
430 | 14.8 | 13.598 | 13.8742 | 430 | 14.8 | 14.8 | 14.8 | 14.8 | 14.8 | 14.8 | 14.8 | 14.8 | 14.8 | 14.8 | -6.799 | 13.598 | 13.8742
440 | 14.8 | 13.622 | 13.8742 | 440 | 14.8 | 14.8 | 14.8 | 14.8 | 14.8 | 14.8 | 14.8 | 14.8 | 14.8 | 14.8 | -6.811 | 13.622 | 13.8742
450 | 14.8 | 13.64 | 13.8742 | 450 | 14.8 | 14.8 | 14.8 | 14.8 | 14.8 | 14.8 | 14.8 | 14.8 | 14.8 | 14.8 | -6.82 | 13.64 | 13.8742
460 | 14.8 | 13.664 | 13.8742 | 460 | 14.8 | 14.8 | 14.8 | 14.8 | 14.8 | 14.8 | 14.8 | 14.8 | 14.8 | 14.8 | -6.832 | 13.664 | 13.8742
470 | 14.8 | 13.682 | 13.8742 | 470 | 14.8 | 14.8 | 14.8 | 14.8 | 14.8 | 14.8 | 14.8 | 14.8 | 14.8 | 14.8 | -6.841 | 13.682 | 13.8742
480 | 14.8 | 13.702 | 13.8742 | 480 | 14.8 | 14.8 | 14.8 | 14.8 | 14.8 | 14.8 | 14.8 | 14.8 | 14.8 | 14.8 | -6.851 | 13.702 | 13.8742
490 | 14.8 | 13.726 | 13.8742 | 490 | 14.8 | 14.8 | 14.8 | 14.8 | 14.8 | 14.8 | 14.8 | 14.8 | 14.8 | 14.8 | -6.863 | 13.726 | 13.8742
500 | 14.8 | 13.744 | 13.8742 | 500 | 14.8 | 14.8 | 14.8 | 14.8 | 14.8 | 14.8 | 14.8 | 14.8 | 14.8 | 14.8 | -6.872 | 13.744 | 13.8742
510 | 14.8 | 13.764 | 13.8742 | 510 | 14.8 | 14.8 | 14.8 | 14.8 | 14.8 | 14.8 | 14.8 | 14.8 | 14.8 | 14.8 | -6.882 | 13.764 | 13.8742
520 | 14.8 | 13.78 | 13.8742 | 520 | 14.8 | 14.8 | 14.8 | 14.8 | 14.8 | 14.8 | 14.8 | 14.8 | 14.8 | 14.8 | -6.89 | 13.78 | 13.8742
530 | 14.8 | 13.8 | 13.8742 | 530 | 14.8 | 14.8 | 14.8 | 14.8 | 14.8 | 14.8 | 14.8 | 14.8 | 14.8 | 14.8 | -6.9 | 13.8 | 13.8742
540 | 14.8 | 13.816 | 13.8742 | 540 | 14.8 | 14.8 | 14.8 | 14.8 | 14.8 | 14.8 | 14.8 | 14.8 | 14.8 | 14.8 | -6.908 | 13.816 | 13.8742
550 | 14.8 | 13.834 | 13.8742 | 550 | 14.8 | 14.8 | 14.8 | 14.8 | 14.8 | 14.8 | 14.8 | 14.8 | 14.8 | 14.8 | -6.917 | 13.834 | 13.8742
560 | 14.8 | 13.848 | 13.8742 | 560 | 14.8 | 14.8 | 14.8 | 14.8 | 14.8 | 14.8 | 14.8 | 14.8 | 14.8 | 14.8 | -6.924 | 13.848 | 13.8742
570 | 14.8 | 13.862 | 13.8742 | 570 | 14.8 | 14.8 | 14.8 | 14.8 | 14.8 | 14.8 | 14.8 | 14.8 | 14.8 | 14.8 | -6.931 | 13.862 | 13.8742
580 | 14.8 | 13.878 | 13.8742 | 580 | 14.8 | 14.8 | 14.8 | 14.8 | 14.8 | 14.8 | 14.8 | 14.8 | 14.8 | 14.8 | -6.939 | 13.878 | 13.8742
590 | 14.8 | 13.894 | 13.8742 | 590 | 14.8 | 14.8 | 14.8 | 14.8 | 14.8 | 14.8 | 14.8 | 14.8 | 14.8 | 14.8 | -6.947 | 13.894 | 13.8742
600 | 14.8 | 13.906 | 13.8742 | 600 | 14.8 | 14.8 | 14.8 | 14.8 | 14.8 | 14.8 | 14.8 | 14.8 | 14.8 | 14.8 | -6.953 | 13.906 | 13.8742
610 | 14.8 | 13.92 | 13.8742 | 610 | 14.8 | 14.8 | 14.8 | 14.8 | 14.8 | 14.8 | 14.8 | 14.8 | 14.8 | 14.8 | -6.96 | 13.92 | 13.8742
620 | 14.8 | 13.932 | 13.8742 | 620 | 14.8 | 14.8 | 14.8 | 14.8 | 14.8 | 14.8 | 14.8 | 14.8 | 14.8 | 14.8 | -6.966 | 13.932 | 13.8742
630 | 14.8 | 13.944 | 13.8742 | 630 | 14.8 | 14.8 | 14.8 | 14.8 | 14.8 | 14.8 | 14.8 | 14.8 | 14.8 | 14.8 | -6.972 | 13.944 | 13.8742
640 | 14.8 | 13.958 | 13.8742 | 640 | 14.8 | 14.8 | 14.8 | 14.8 | 14.8 | 14.8 | 14.8 | 14.8 | 14.8 | 14.8 | -6.979 | 13.958 | 13.8742
650 | 14.8 | 13.97 | 13.8742 | 650 | 14.8 | 14.8 | 14.8 | 14.8 | 14.8 | 14.8 | 14.8 | 14.8 | 14.8 | 14.8 | -6.985 | 13.97 | 13.8742
660 | 14.8 | 13.98 | 13.8742 | 660 | 14.8 | 14.8 | 14.8 | 14.8 | 14.8 | 14.8 | 14.8 | 14.8 | 14.8 | 14.8 | -6.99 | 13.98 | 13.8742
670 | 14.8 | 13.992 | 13.8742 | 670 | 14.8 | 14.8 | 14.8 | 14.8 | 14.8 | 14.8 | 14.8 | 14.8 | 14.8 | 14.8 | -6.996 | 13.992 | 13.8742
680 | 14.8 | 13.998 | 13.8742 | 680 | 14.8 | 14.8 | 14.8 | 14.8 | 14.8 | 14.8 | 14.8 | 14.8 | 14.8 | 14.8 | -6.999 | 13.998 | 13.8742
690 | 14.8 | 14.008 | 13.8742 | 690 | 14.8 | 14.8 | 14.8 | 14.8 | 14.8 | 14.8 | 14.8 | 14.8 | 14.8 | 14.8 | -7.004 | 14.008 | 13.8742
700 | 14.8 | 14.016 | 13.8742 | 700 | 14.8 | 14.8 | 14.8 | 14.8 | 14.8 | 14.8 | 14.8 | 14.8 | 14.8 | 14.8 | -7.008 | 14.016 | 13.8742
710 | 14.8 | 14.026 | 13.8742 | 710 | 14.8 | 14.8 | 14.8 | 14.8 | 14.8 | 14.8 | 14.8 | 14.8 | 14.8 | 14.8 | -7.013 | 14.026 | 13.8742
720 | 14.8 | 14.034 | 13.8742 | 720 | 14.8 | 14.8 | 14.8 | 14.8 | 14.8 | 14.8 | 14.8 | 14.8 | 14.8 | 14.8 | -7.017 | 14.034 | 13.8742
730 | 14.8 | 14.044 | 13.8742 | 730 | 14.8 | 14.8 | 14.8 | 14.8 | 14.8 | 14.8 | 14.8 | 14.8 | 14.8 | 14.8 | -7.022 | 14.044 | 13.8742
740 | 14.8 | 14.054 | 13.8742 | 740 | 14.8 | 14.8 | 14.8 | 14.8 | 14.8 | 14.8 | 14.8 | 14.8 | 14.8 | 14.8 | -7.027 | 14.054 | 13.8742
750 | 14.8 | 14.062 | 13.8742 | 750 | 14.8 | 14.8 | 14.8 | 14.8 | 14.8 | 14.8 | 14.8 | 14.8 | 14.8 | 14.8 | -7.031 | 14.062 | 13.8742
760 | 14.8 | 14.07 | 13.8742 | 760 | 14.8 | 14.8 | 14.8 | 14.8 | 14.8 | 14.8 | 14.8 | 14.8 | 14.8 | 14.8 | -7.035 | 14.07 | 13.8742
770 | 14.8 | 14.076 | 13.8742 | 770 | 14.8 | 14.8 | 14.8 | 14.8 | 14.8 | 14.8 | 14.8 | 14.8 | 14.8 | 14.8 | -7.038 | 14.076 | 13.8742
780 | 14.8 | 14.086 | 13.8742 | 780 | 14.8 | 14.8 | 14.8 | 14.8 | 14.8 | 14.8 | 14.8 | 14.8 | 14.8 | 14.8 | -7.043 | 14.086 | 13.8742
790 | 14.8 | 14.094 | 13.8742 | 790 | 14.8 | 14.8 | 14.8 | 14.8 | 14.8 | 14.8 | 14.8 | 14.8 | 14.8 | 14.8 | -7.047 | 14.094 | 13.8742
800 | 14.8 | 14.102 | 13.8742 | 800 | 14.8 | 14.8 | 14.8 | 14.8 | 14.8 | 14.8 | 14.8 | 14.8 | 14.8 | 14.8 | -7.051 | 14.102 | 13.8742
810 | 14.8 | 14.11 | 13.8742 | 810 | 14.8 | 14.8 | 14.8 | 14.8 | 14.8 | 14.8 | 14.8 | 14.8 | 14.8 | 14.8 | -7.055 | 14.11 | 13.8742
820 | 14.8 | 14.118 | 13.8742 | 820 | 14.8 | 14.8 | 14.8 | 14.8 | 14.8 | 14.8 | 14.8 | 14.8 | 14.8 | 14.8 | -7.059 | 14.118 | 13.8742
830 | 14.8 | 14.124 | 13.8742 | 830 | 14.8 | 14.8 | 14.8 | 14.8 | 14.8 | 14.8 | 14.8 | 14.8 | 14.8 | 14.8 | -7.062 | 14.124 | 13.8742
840 | 14.8 | 14.134 | 13.8742 | 840 | 14.8 | 14.8 | 14.8 | 14.8 | 14.8 | 14.8 | 14.8 | 14.8 | 14.8 | 14.8 | -7.067 | 14.134 | 13.8742
850 | 14.8 | 14.14 | 13.8742 | 850 | 14.8 | 14.8 | 14.8 | 14.8 | 14.8 | 14.8 | 14.8 | 14.8 | 14.8 | 14.8 | -7.07 | 14.14 | 13.8742
860 | 14.8 | 14.148 | 13.8742 | 860 | 14.8 | 14.8 | 14.8 | 14.8 | 14.8 | 14.8 | 14.8 | 14.8 | 14.8 | 14.8 | -7.074 | 14.148 | 13.8742
870 | 14.8 | 14.156 | 13.8742 | 870 | 14.8 | 14.8 | 14.8 | 14.8 | 14.8 | 14.8 | 14.8 | 14.8 | 14.8 | 14.8 | -7.078 | 14.156 | 13.8742
880 | 14.8 | 14.162 | 13.8742 | 880 | 14.8 | 14.8 | 14.8 | 14.8 | 14.8 | 14.8 | 14.8 | 14.8 | 14.8 | 14.8 | -7.081 | 14.162 | 13.8742
890 | 14.8 | 14.168 | 13.8742 | 890 | 14.8 | 14.8 | 14.8 | 14.8 | 14.8 | 14.8 | 14.8 | 14.8 | 14.8 | 14.8 | -7.084 | 14.168 | 13.8742
900 | 14.8 | 14.174 | 13.8742 | 900 | 14.8 | 14.8 | 14.8 | 14.8 | 14.8 | 14.8 | 14.8 | 14.8 | 14.8 | 14.8 | -7.087 | 14.174 | 13.8742
910 | 14.8 | 14.184 | 13.8742 | 910 | 14.8 | 14.8 | 14.8 | 14.8 | 14.8 | 14.8 | 14.8 | 14.8 | 14.8 | 14.8 | -7.092 | 14.184 | 13.8742
920 | 14.8 | 14.19 | 13.8742 | 920 | 14.8 | 14.8 | 14.8 | 14.8 | 14.8 | 14.8 | 14.8 | 14.8 | 14.8 | 14.8 | -7.095 | 14.19 | 13.8742
930 | 14.8 | 14.196 | 13.8742 | 930 | 14.8 | 14.8 | 14.8 | 14.8 | 14.8 | 14.8 | 14.8 | 14.8 | 14.8 | 14.8 | -7.098 | 14.196 | 13.8742
940 | 14.8 | 14.2 | 13.8742 | 940 | 14.8 | 14.8 | 14.8 | 14.8 | 14.8 | 14.8 | 14.8 | 14.8 | 14.8 | 14.8 | -7.1 | 14.2 | 13.8742
950 | 14.8 | 14.206 | 13.8742 | 950 | 14.8 | 14.8 | 14.8 | 14.8 | 14.8 | 14.8 | 14.8 | 14.8 | 14.8 | 14.8 | -7.103 | 14.206 | 13.8742
960 | 14.8 | 14.21 | 13.8742 | 960 | 14.8 | 14.8 | 14.8 | 14.8 | 14.8 | 14.8 | 14.8 | 14.8 | 14.8 | 14.8 | -7.105 | 14.21 | 13.8742
970 | 14.8 | 14.216 | 13.8742 | 970 | 14.8 | 14.8 | 14.8 | 14.8 | 14.8 | 14.8 | 14.8 | 14.8 | 14.8 | 14.8 | -7.108 | 14.216 | 13.8742
980 | 14.8 | 14.222 | 13.8742 | 980 | 14.8 | 14.8 | 14.8 | 14.8 | 14.8 | 14.8 | 14.8 | 14.8 | 14.8 | 14.8 | -7.111 | 14.222 | 13.8742
990 | 14.8 | 14.228 | 13.8742 | 990 | 14.8 | 14.8 | 14.8 | 14.8 | 14.8 | 14.8 | 14.8 | 14.8 | 14.8 | 14.8 | -7.114 | 14.228 | 13.8742
1000 | 14.8 | 14.236 | 13.8742 | 1000 | 14.8 | 14.8 | 14.8 | 14.8 | 14.8 | 14.8 | 14.8 | 14.8 | 14.8 | 14.8 | -7.118 | 14.236 | 13.8742
1010 | 14.8 | 14.236 | 13.8742 | 1010 | 14.8 | 14.8 | 14.8 | 14.8 | 14.8 | 14.8 | 14.8 | 14.8 | 14.8 | 14.8 | -7.118 | 14.236 | 13.8742
1020 | 14.8 | 14.242 | 13.8742 | 1020 | 14.8 | 14.8 | 14.8 | 14.8 | 14.8 | 14.8 | 14.8 | 14.8 | 14.8 | 14.8 | -7.121 | 14.242 | 13.8742
1030 | 14.8 | 14.246 | 13.8742 | 1030 | 14.8 | 14.8 | 14.8 | 14.8 | 14.8 | 14.8 | 14.8 | 14.8 | 14.8 | 14.8 | -7.123 | 14.246 | 13.8742
1040 | 14.8 | 14.254 | 13.8742 | 1040 | 14.8 | 14.8 | 14.8 | 14.8 | 14.8 | 14.8 | 14.8 | 14.8 | 14.8 | 14.8 | -7.127 | 14.254 | 13.8742
1050 | 14.8 | 14.256 | 13.8742 | 1050 | 14.8 | 14.8 | 14.8 | 14.8 | 14.8 | 14.8 | 14.8 | 14.8 | 14.8 | 14.8 | -7.128 | 14.256 | 13.8742
1060 | 14.8 | 14.26 | 13.8742 | 1060 | 14.8 | 14.8 | 14.8 | 14.8 | 14.8 | 14.8 | 14.8 | 14.8 | 14.8 | 14.8 | -7.13 | 14.26 | 13.8742
1070 | 14.8 | 14.266 | 13.8742 | 1070 | 14.8 | 14.8 | 14.8 | 14.8 | 14.8 | 14.8 | 14.8 | 14.8 | 14.8 | 14.8 | -7.133 | 14.266 | 13.8742
1080 | 14.8 | 14.272 | 13.8742 | 1080 | 14.8 | 14.8 | 14.8 | 14.8 | 14.8 | 14.8 | 14.8 | 14.8 | 14.8 | 14.8 | -7.136 | 14.272 | 13.8742
1090 | 14.8 | 14.274 | 13.8742 | 1090 | 14.8 | 14.8 | 14.8 | 14.8 | 14.8 | 14.8 | 14.8 | 14.8 | 14.8 | 14.8 | -7.137 | 14.274 | 13.8742
1100 | 14.8 | 14.28 | 13.8742 | 1100 | 14.8 | 14.8 | 14.8 | 14.8 | 14.8 | 14.8 | 14.8 | 14.8 | 14.8 | 14.8 | -7.14 | 14.28 | 13.8742
1110 | 14.8 | 14.282 | 13.8742 | 1110 | 14.8 | 14.8 | 14.8 | 14.8 | 14.8 | 14.8 | 14.8 | 14.8 | 14.8 | 14.8 | -7.141 | 14.282 | 13.8742
1120 | 14.8 | 14.286 | 13.8742 | 1120 | 14.8 | 14.8 | 14.8 | 14.8 | 14.8 | 14.8 | 14.8 | 14.8 | 14.8 | 14.8 | -7.143 | 14.286 | 13.8742
1130 | 14.8 | 14.294 | 13.8742 | 1130 | 14.8 | 14.8 | 14.8 | 14.8 | 14.8 | 14.8 | 14.8 | 14.8 | 14.8 | 14.8 | -7.147 | 14.294 | 13.8742
1140 | 14.8 | 14.294 | 13.8742 | 1140 | 14.8 | 14.8 | 14.8 | 14.8 | 14.8 | 14.8 | 14.8 | 14.8 | 14.8 | 14.8 | -7.147 | 14.294 | 13.8742
1150 | 14.8 | 14.298 | 13.8742 | 1150 | 14.8 | 14.8 | 14.8 | 14.8 | 14.8 | 14.8 | 14.8 | 14.8 | 14.8 | 14.8 | -7.149 | 14.298 | 13.8742
1160 | 14.8 | 14.3 | 13.8742 | 1160 | 14.8 | 14.8 | 14.8 | 14.8 | 14.8 | 14.8 | 14.8 | 14.8 | 14.8 | 14.8 | -7.15 | 14.3 | 13.8742
1170 | 14.8 | 14.302 | 13.8742 | 1170 | 14.8 | 14.8 | 14.8 | 14.8 | 14.8 | 14.8 | 14.8 | 14.8 | 14.8 | 14.8 | -7.151 | 14.302 | 13.8742
1180 | 14.8 | 14.304 | 13.8742 | 1180 | 14.8 | 14.8 | 14.8 | 14.8 | 14.8 | 14.8 | 14.8 | 14.8 | 14.8 | 14.8 | -7.152 | 14.304 | 13.8742
1190 | 14.8 | 14.308 | 13.8742 | 1190 | 14.8 | 14.8 | 14.8 | 14.8 | 14.8 | 14.8 | 14.8 | 14.8 | 14.8 | 14.8 | -7.154 | 14.308 | 13.8742
1200 | 14.8 | 14.314 | 13.8742 | 1200 | 14.8 | 14.8 | 14.8 | 14.8 | 14.8 | 14.8 | 14.8 | 14.8 | 14.8 | 14.8 | -7.157 | 14.314 | 13.8742
1210 | 14.8 | 14.316 | 13.8742 | 1210 | 14.8 | 14.8 | 14.8 | 14.8 | 14.8 | 14.8 | 14.8 | 14.8 | 14.8 | 14.8 | -7.158 | 14.316 | 13.8742
1220 | 14.8 | 14.318 | 13.8742 | 1220 | 14.8 | 14.8 | 14.8 | 14.8 | 14.8 | 14.8 | 14.8 | 14.8 | 14.8 | 14.8 | -7.159 | 14.318 | 13.8742
1230 | 14.8 | 14.324 | 13.8742 | 1230 | 14.8 | 14.8 | 14.8 | 14.8 | 14.8 | 14.8 | 14.8 | 14.8 | 14.8 | 14.8 | -7.162 | 14.324 | 13.8742
1240 | 14.8 | 14.33 | 13.8742 | 1240 | 14.8 | 14.8 | 14.8 | 14.8 | 14.8 | 14.8 | 14.8 | 14.8 | 14.8 | 14.8 | -7.165 | 14.33 | 13.8742
1250 | 14.8 | 14.332 | 13.8742 | 1250 | 14.8 | 14.8 | 14.8 | 14.8 | 14.8 | 14.8 | 14.8 | 14.8 | 14.8 | 14.8 | -7.166 | 14.332 | 13.8742
1260 | 14.8 | 14.336 | 13.8742 | 1260 | 14.8 | 14.8 | 14.8 | 14.8 | 14.8 | 14.8 | 14.8 | 14.8 | 14.8 | 14.8 | -7.168 | 14.336 | 13.8742
1270 | 14.8 | 14.34 | 13.8742 | 1270 | 14.8 | 14.8 | 14.8 | 14.8 | 14.8 | 14.8 | 14.8 | 14.8 | 14.8 | 14.8 | -7.17 | 14.34 | 13.8742
1280 | 14.8 | 14.344 | 13.8742 | 1280 | 14.8 | 14.8 | 14.8 | 14.8 | 14.8 | 14.8 | 14.8 | 14.8 | 14.8 | 14.8 | -7.172 | 14.344 | 13.8742
1290 | 14.8 | 14.346 | 13.8742 | 1290 | 14.8 | 14.8 | 14.8 | 14.8 | 14.8 | 14.8 | 14.8 | 14.8 | 14.8 | 14.8 | -7.173 | 14.346 | 13.8742
1300 | 14.8 | 14.352 | 13.8742 | 1300 | 14.8 | 14.8 | 14.8 | 14.8 | 14.8 | 14.8 | 14.8 | 14.8 | 14.8 | 14.8 | -7.176 | 14.352 | 13.8742
1310 | 14.8 | 14.356 | 13.8742 | 1310 | 14.8 | 14.8 | 14.8 | 14.8 | 14.8 | 14.8 | 14.8 | 14.8 | 14.8 | 14.8 | -7.178 | 14.356 | 13.8742
1320 | 14.8 | 14.356 | 13.8742 | 1320 | 14.8 | 14.8 | 14.8 | 14.8 | 14.8 | 14.8 | 14.8 | 14.8 | 14.8 | 14.8 | -7.178 | 14.356 | 13.8742
1330 | 14.8 | 14.36 | 13.8742 | 1330 | 14.8 | 14.8 | 14.8 | 14.8 | 14.8 | 14.8 | 14.8 | 14.8 | 14.8 | 14.8 | -7.18 | 14.36 | 13.8742
1340 | 14.8 | 14.364 | 13.8742 | 1340 | 14.8 | 14.8 | 14.8 | 14.8 | 14.8 | 14.8 | 14.8 | 14.8 | 14.8 | 14.8 | -7.182 | 14.364 | 13.8742
1350 | 14.8 | 14.37 | 13.8742 | 1350 | 14.8 | 14.8 | 14.8 | 14.8 | 14.8 | 14.8 | 14.8 | 14.8 | 14.8 | 14.8 | -7.185 | 14.37 | 13.8742
1360 | 14.8 | 14.374 | 13.8742 | 1360 | 14.8 | 14.8 | 14.8 | 14.8 | 14.8 | 14.8 | 14.8 | 14.8 | 14.8 | 14.8 | -7.187 | 14.374 | 13.8742
1370 | 14.8 | 14.372 | 13.8742 | 1370 | 14.8 | 14.8 | 14.8 | 14.8 | 14.8 | 14.8 | 14.8 | 14.8 | 14.8 | 14.8 | -7.186 | 14.372 | 13.8742
1380 | 14.8 | 14.376 | 13.8742 | 1380 | 14.8 | 14.8 | 14.8 | 14.8 | 14.8 | 14.8 | 14.8 | 14.8 | 14.8 | 14.8 | -7.188 | 14.376 | 13.8742
1390 | 14.8 | 14.378 | 13.8742 | 1390 | 14.8 | 14.8 | 14.8 | 14.8 | 14.8 | 14.8 | 14.8 | 14.8 | 14.8 | 14.8 | -7.189 | 14.378 | 13.8742
1400 | 14.8 | 14.378 | 13.8742 | 1400 | 14.8 | 14.8 | 14.8 | 14.8 | 14.8 | 14.8 | 14.8 | 14.8 | 14.8 | 14.8 | -7.189 | 14.378 | 13.8742
1410 | 15 | 14.384 | 13.8742 | 1410 | 15 | 14.8 | 14.8 | 14.8 | 14.8 | 14.8 | 14.8 | 14.8 | 14.8 | 14.8 | -7.192 | 14.384 | 13.8742
1420 | 14.8 | 14.384 | 13.9338 | 1420 | 14.8 | 15 | 14.8 | 14.8 | 14.8 | 14.8 | 14.8 | 14.8 | 14.8 | 14.8 | -7.192 | 14.384 | 13.9338
1430 | 14.8 | 14.388 | 13.9038 | 1430 | 14.8 | 14.8 | 15 | 14.8 | 14.8 | 14.8 | 14.8 | 14.8 | 14.8 | 14.8 | -7.194 | 14.388 | 13.9038
1440 | 14.8 | 14.39 | 13.8986 | 1440 | 14.8 | 14.8 | 14.8 | 15 | 14.8 | 14.8 | 14.8 | 14.8 | 14.8 | 14.8 | -7.195 | 14.39 | 13.8986
1450 | 14.8 | 14.392 | 13.8908 | 1450 | 14.8 | 14.8 | 14.8 | 14.8 | 15 | 14.8 | 14.8 | 14.8 | 14.8 | 14.8 | -7.196 | 14.392 | 13.8908
1460 | 14.8 | 14.392 | 13.8859 | 1460 | 14.8 | 14.8 | 14.8 | 14.8 | 14.8 | 15 | 14.8 | 14.8 | 14.8 | 14.8 | -7.196 | 14.392 | 13.8859
1470 | 14.8 | 14.398 | 13.8817 | 1470 | 14.8 | 14.8 | 14.8 | 14.8 | 14.8 | 14.8 | 15 | 14.8 | 14.8 | 14.8 | -7.199 | 14.398 | 13.8817
1480 | 14.8 | 14.398 | 13.8823 | 1480 | 14.8 | 14.8 | 14.8 | 14.8 | 14.8 | 14.8 | 14.8 | 15 | 14.8 | 14.8 | -7.199 | 14.398 | 13.8823
1490 | 14.8 | 14.4 | 13.8689 | 1490 | 14.8 | 14.8 | 14.8 | 14.8 | 14.8 | 14.8 | 14.8 | 14.8 | 15 | 14.8 | -7.2 | 14.4 | 13.8689
1500 | 14.8 | 14.402 | 13.9098 | 1500 | 14.8 | 14.8 | 14.8 | 14.8 | 14.8 | 14.8 | 14.8 | 14.8 | 14.8 | 15 | -7.201 | 14.402 | 13.9098
1510 | 14.8 | 14.406 | 13.8742 | 1510 | 14.8 | 14.8 | 14.8 | 14.8 | 14.8 | 14.8 | 14.8 | 14.8 | 14.8 | 14.8 | -7.203 | 14.406 | 13.8742
1520 | 14.8 | 14.406 | 13.8742 | 1520 | 14.8 | 14.8 | 14.8 | 14.8 | 14.8 | 14.8 | 14.8 | 14.8 | 14.8 | 14.8 | -7.203 | 14.406 | 13.8742
1530 | 3.4 | 13.256 | 13.8742 | 1530 | 3.4 | 14.8 | 14.8 | 14.8 | 14.8 | 14.8 | 14.8 | 14.8 | 14.8 | 14.8 | -6.628 | 13.256 | 13.8742
1540 | 1.2 | 8.944 | 10.481 | 1540 | 1.2 | 3.4 | 14.8 | 14.8 | 14.8 | 14.8 | 14.8 | 14.8 | 14.8 | 14.8 | -4.472 | 8.944 | 10.481
1550 | 1 | 6.12 | 8.1392 | 1550 | 1 | 1.2 | 3.4 | 14.8 | 14.8 | 14.8 | 14.8 | 14.8 | 14.8 | 14.8 | -3.06 | 6.12 | 8.1392
1560 | 1 | 4.628 | 6.3639 | 1560 | 1 | 1 | 1.2 | 3.4 | 14.8 | 14.8 | 14.8 | 14.8 | 14.8 | 14.8 | -2.314 | 4.628 | 6.3639
1570 | 0.8 | 3.778 | 5.119 | 1570 | 0.8 | 1 | 1 | 1.2 | 3.4 | 14.8 | 14.8 | 14.8 | 14.8 | 14.8 | -1.889 | 3.778 | 5.119
1580 | 0.8 | 3.24 | 4.1867 | 1580 | 0.8 | 0.8 | 1 | 1 | 1.2 | 3.4 | 14.8 | 14.8 | 14.8 | 14.8 | -1.62 | 3.24 | 4.1867
1590 | 0.8 | 2.866 | 3.5888 | 1590 | 0.8 | 0.8 | 0.8 | 1 | 1 | 1.2 | 3.4 | 14.8 | 14.8 | 14.8 | -1.433 | 2.866 | 3.5888
1600 | 0.6 | 2.592 | 3.0138 | 1600 | 0.6 | 0.8 | 0.8 | 0.8 | 1 | 1 | 1.2 | 3.4 | 14.8 | 14.8 | -1.296 | 2.592 | 3.0138
1610 | 0.6 | 2.378 | 3.1476 | 1610 | 0.6 | 0.6 | 0.8 | 0.8 | 0.8 | 1 | 1 | 1.2 | 3.4 | 14.8 | -1.189 | 2.378 | 3.1476
1620 | 0.6 | 2.202 | 1.1283 | 1620 | 0.6 | 0.6 | 0.6 | 0.8 | 0.8 | 0.8 | 1 | 1 | 1.2 | 3.4 | -1.101 | 2.202 | 1.1283
1630 | 0.6 | 2.062 | 0.71029 | 1630 | 0.6 | 0.6 | 0.6 | 0.6 | 0.8 | 0.8 | 0.8 | 1 | 1 | 1.2 | -1.031 | 2.062 | 0.71029
1640 | 0.6 | 1.946 | 0.65006 | 1640 | 0.6 | 0.6 | 0.6 | 0.6 | 0.6 | 0.8 | 0.8 | 0.8 | 1 | 1 | -0.973 | 1.946 | 0.65006
1650 | 0.6 | 1.844 | 0.64375 | 1650 | 0.6 | 0.6 | 0.6 | 0.6 | 0.6 | 0.6 | 0.8 | 0.8 | 0.8 | 1 | -0.922 | 1.844 | 0.64375
1660 | 0.6 | 1.756 | 0.60072 | 1660 | 0.6 | 0.6 | 0.6 | 0.6 | 0.6 | 0.6 | 0.6 | 0.8 | 0.8 | 0.8 | -0.878 | 1.756 | 0.60072
1670 | 0.6 | 1.678 | 0.5927 | 1670 | 0.6 | 0.6 | 0.6 | 0.6 | 0.6 | 0.6 | 0.6 | 0.6 | 0.8 | 0.8 | -0.839 | 1.678 | 0.5927
1680 | 0.4 | 1.612 | 0.59806 | 1680 | 0.4 | 0.6 | 0.6 | 0.6 | 0.6 | 0.6 | 0.6 | 0.6 | 0.6 | 0.8 | -0.806 | 1.612 | 0.59806
1690 | 0.4 | 1.55 | 0.50294 | 1690 | 0.4 | 0.4 | 0.6 | 0.6 | 0.6 | 0.6 | 0.6 | 0.6 | 0.6 | 0.6 | -0.775 | 1.55 | 0.50294
1700 | 0.4 | 1.496 | 0.47334 | 1700 | 0.4 | 0.4 | 0.4 | 0.6 | 0.6 | 0.6 | 0.6 | 0.6 | 0.6 | 0.6 | -0.748 | 1.496 | 0.47334
1710 | 0.4 | 1.446 | 0.44895 | 1710 | 0.4 | 0.4 | 0.4 | 0.4 | 0.6 | 0.6 | 0.6 | 0.6 | 0.6 | 0.6 | -0.723 | 1.446 | 0.44895
1720 | 0.4 | 1.4 | 0.43234 | 1720 | 0.4 | 0.4 | 0.4 | 0.4 | 0.4 | 0.6 | 0.6 | 0.6 | 0.6 | 0.6 | -0.7 | 1.4 | 0.43234
1730 | 0.4 | 1.354 | 0.42066 | 1730 | 0.4 | 0.4 | 0.4 | 0.4 | 0.4 | 0.4 | 0.6 | 0.6 | 0.6 | 0.6 | -0.677 | 1.354 | 0.42066
1740 | 0.4 | 1.32 | 0.41324 | 1740 | 0.4 | 0.4 | 0.4 | 0.4 | 0.4 | 0.4 | 0.4 | 0.6 | 0.6 | 0.6 | -0.66 | 1.32 | 0.41324
1750 | 0.4 | 1.282 | 0.40521 | 1750 | 0.4 | 0.4 | 0.4 | 0.4 | 0.4 | 0.4 | 0.4 | 0.4 | 0.6 | 0.6 | -0.641 | 1.282 | 0.40521
1760 | 0.4 | 1.248 | 0.41057 | 1760 | 0.4 | 0.4 | 0.4 | 0.4 | 0.4 | 0.4 | 0.4 | 0.4 | 0.4 | 0.6 | -0.624 | 1.248 | 0.41057
1770 | 0.4 | 1.216 | 0.37498 | 1770 | 0.4 | 0.4 | 0.4 | 0.4 | 0.4 | 0.4 | 0.4 | 0.4 | 0.4 | 0.4 | -0.608 | 1.216 | 0.37498
1780 | 0.4 | 1.186 | 0.37498 | 1780 | 0.4 | 0.4 | 0.4 | 0.4 | 0.4 | 0.4 | 0.4 | 0.4 | 0.4 | 0.4 | -0.593 | 1.186 | 0.37498
1790 | 0.4 | 1.156 | 0.37498 | 1790 | 0.4 | 0.4 | 0.4 | 0.4 | 0.4 | 0.4 | 0.4 | 0.4 | 0.4 | 0.4 | -0.578 | 1.156 | 0.37498
1800 | 0.4 | 1.132 | 0.37498 | 1800 | 0.4 | 0.4 | 0.4 | 0.4 | 0.4 | 0.4 | 0.4 | 0.4 | 0.4 | 0.4 | -0.566 | 1.132 | 0.37498
1810 | 0.4 | 1.106 | 0.37498 | 1810 | 0.4 | 0.4 | 0.4 | 0.4 | 0.4 | 0.4 | 0.4 | 0.4 | 0.4 | 0.4 | -0.553 | 1.106 | 0.37498
1820 | 0.4 | 1.082 | 0.37498 | 1820 | 0.4 | 0.4 | 0.4 | 0.4 | 0.4 | 0.4 | 0.4 | 0.4 | 0.4 | 0.4 | -0.541 | 1.082 | 0.37498
1830 | 0.4 | 1.06 | 0.37498 | 1830 | 0.4 | 0.4 | 0.4 | 0.4 | 0.4 | 0.4 | 0.4 | 0.4 | 0.4 | 0.4 | -0.53 | 1.06 | 0.37498
1840 | 0.4 | 1.038 | 0.37498 | 1840 | 0.4 | 0.4 | 0.4 | 0.4 | 0.4 | 0.4 | 0.4 | 0.4 | 0.4 | 0.4 | -0.519 | 1.038 | 0.37498
1850 | 0.4 | 1.018 | 0.37498 | 1850 | 0.4 | 0.4 | 0.4 | 0.4 | 0.4 | 0.4 | 0.4 | 0.4 | 0.4 | 0.4 | -0.509 | 1.018 | 0.37498
1860 | 0.4 | 0.998 | 0.37498 | 1860 | 0.4 | 0.4 | 0.4 | 0.4 | 0.4 | 0.4 | 0.4 | 0.4 | 0.4 | 0.4 | -0.499 | 0.998 | 0.37498
1870 | 0.4 | 0.98 | 0.37498 | 1870 | 0.4 | 0.4 | 0.4 | 0.4 | 0.4 | 0.4 | 0.4 | 0.4 | 0.4 | 0.4 | -0.49 | 0.98 | 0.37498
1880 | 0.4 | 0.96 | 0.37498 | 1880 | 0.4 | 0.4 | 0.4 | 0.4 | 0.4 | 0.4 | 0.4 | 0.4 | 0.4 | 0.4 | -0.48 | 0.96 | 0.37498
1890 | 0.4 | 0.946 | 0.37498 | 1890 | 0.4 | 0.4 | 0.4 | 0.4 | 0.4 | 0.4 | 0.4 | 0.4 | 0.4 | 0.4 | -0.473 | 0.946 | 0.37498
1900 | 0.4 | 0.928 | 0.37498 | 1900 | 0.4 | 0.4 | 0.4 | 0.4 | 0.4 | 0.4 | 0.4 | 0.4 | 0.4 | 0.4 | -0.464 | 0.928 | 0.37498
1910 | 0.4 | 0.912 | 0.37498 | 1910 | 0.4 | 0.4 | 0.4 | 0.4 | 0.4 | 0.4 | 0.4 | 0.4 | 0.4 | 0.4 | -0.456 | 0.912 | 0.37498
1920 | 0.4 | 0.898 | 0.37498 | 1920 | 0.4 | 0.4 | 0.4 | 0.4 | 0.4 | 0.4 | 0.4 | 0.4 | 0.4 | 0.4 | -0.449 | 0.898 | 0.37498
1930 | 0.4 | 0.886 | 0.37498 | 1930 | 0.4 | 0.4 | 0.4 | 0.4 | 0.4 | 0.4 | 0.4 | 0.4 | 0.4 | 0.4 | -0.443 | 0.886 | 0.37498
1940 | 0.4 | 0.872 | 0.37498 | 1940 | 0.4 | 0.4 | 0.4 | 0.4 | 0.4 | 0.4 | 0.4 | 0.4 | 0.4 | 0.4 | -0.436 | 0.872 | 0.37498
1950 | 0.4 | 0.856 | 0.37498 | 1950 | 0.4 | 0.4 | 0.4 | 0.4 | 0.4 | 0.4 | 0.4 | 0.4 | 0.4 | 0.4 | -0.428 | 0.856 | 0.37498
1960 | 0.4 | 0.844 | 0.37498 | 1960 | 0.4 | 0.4 | 0.4 | 0.4 | 0.4 | 0.4 | 0.4 | 0.4 | 0.4 | 0.4 | -0.422 | 0.844 | 0.37498
1970 | 0.4 | 0.832 | 0.37498 | 1970 | 0.4 | 0.4 | 0.4 | 0.4 | 0.4 | 0.4 | 0.4 | 0.4 | 0.4 | 0.4 | -0.416 | 0.832 | 0.37498
1980 | 0.4 | 0.82 | 0.37498 | 1980 | 0.4 | 0.4 | 0.4 | 0.4 | 0.4 | 0.4 | 0.4 | 0.4 | 0.4 | 0.4 | -0.41 | 0.82 | 0.37498
1990 | 0.2 | 0.81 | 0.37498 | 1990 | 0.2 | 0.4 | 0.4 | 0.4 | 0.4 | 0.4 | 0.4 | 0.4 | 0.4 | 0.4 | -0.405 | 0.81 | 0.37498
2000 | 0.2 | 0.796 | 0.31545 | 2000 | 0.2 | 0.2 | 0.4 | 0.4 | 0.4 | 0.4 | 0.4 | 0.4 | 0.4 | 0.4 | -0.398 | 0.796 | 0.31545
2010 | 0.2 | 0.786 | 0.28585 | 2010 | 0.2 | 0.2 | 0.2 | 0.4 | 0.4 | 0.4 | 0.4 | 0.4 | 0.4 | 0.4 | -0.393 | 0.786 | 0.28585
2020 | 0.2 | 0.776 | 0.26146 | 2020 | 0.2 | 0.2 | 0.2 | 0.2 | 0.4 | 0.4 | 0.4 | 0.4 | 0.4 | 0.4 | -0.388 | 0.776 | 0.26146
2030 | 0.4 | 0.766 | 0.24485 | 2030 | 0.4 | 0.2 | 0.2 | 0.2 | 0.2 | 0.4 | 0.4 | 0.4 | 0.4 | 0.4 | -0.383 | 0.766 | 0.24485
2040 | 0.4 | 0.76 | 0.2927 | 2040 | 0.4 | 0.4 | 0.2 | 0.2 | 0.2 | 0.2 | 0.4 | 0.4 | 0.4 | 0.4 | -0.38 | 0.76 | 0.2927
2050 | 0.4 | 0.748 | 0.31487 | 2050 | 0.4 | 0.4 | 0.4 | 0.2 | 0.2 | 0.2 | 0.2 | 0.4 | 0.4 | 0.4 | -0.374 | 0.748 | 0.31487
2060 | 0.2 | 0.738 | 0.33124 | 2060 | 0.2 | 0.4 | 0.4 | 0.4 | 0.2 | 0.2 | 0.2 | 0.2 | 0.4 | 0.4 | -0.369 | 0.738 | 0.33124
2070 | 0.2 | 0.728 | 0.29368 | 2070 | 0.2 | 0.2 | 0.4 | 0.4 | 0.4 | 0.2 | 0.2 | 0.2 | 0.2 | 0.4 | -0.364 | 0.728 | 0.29368
2080 | 0.2 | 0.72 | 0.24017 | 2080 | 0.2 | 0.2 | 0.2 | 0.4 | 0.4 | 0.4 | 0.2 | 0.2 | 0.2 | 0.2 | -0.36 | 0.72 | 0.24017
2090 | 0.2 | 0.712 | 0.22321 | 2090 | 0.2 | 0.2 | 0.2 | 0.2 | 0.4 | 0.4 | 0.4 | 0.2 | 0.2 | 0.2 | -0.356 | 0.712 | 0.22321
2100 | 0.2 | 0.702 | 0.21461 | 2100 | 0.2 | 0.2 | 0.2 | 0.2 | 0.2 | 0.4 | 0.4 | 0.4 | 0.2 | 0.2 | -0.351 | 0.702 | 0.21461
2110 | 0.2 | 0.694 | 0.19758 | 2110 | 0.2 | 0.2 | 0.2 | 0.2 | 0.2 | 0.2 | 0.4 | 0.4 | 0.4 | 0.2 | -0.347 | 0.694 | 0.19758
2120 | 0.2 | 0.69 | 0.22575 | 2120 | 0.2 | 0.2 | 0.2 | 0.2 | 0.2 | 0.2 | 0.2 | 0.4 | 0.4 | 0.4 | -0.345 | 0.69 | 0.22575
2130 | 0.2 | 0.678 | 0.21772 | 2130 | 0.2 | 0.2 | 0.2 | 0.2 | 0.2 | 0.2 | 0.2 | 0.2 | 0.4 | 0.4 | -0.339 | 0.678 | 0.21772
2140 | 0.2 | 0.672 | 0.22309 | 2140 | 0.2 | 0.2 | 0.2 | 0.2 | 0.2 | 0.2 | 0.2 | 0.2 | 0.2 | 0.4 | -0.336 | 0.672 | 0.22309
2150 | 0.2 | 0.666 | 0.18749 | 2150 | 0.2 | 0.2 | 0.2 | 0.2 | 0.2 | 0.2 | 0.2 | 0.2 | 0.2 | 0.2 | -0.333 | 0.666 | 0.18749
2160 | 0.2 | 0.658 | 0.18749 | 2160 | 0.2 | 0.2 | 0.2 | 0.2 | 0.2 | 0.2 | 0.2 | 0.2 | 0.2 | 0.2 | -0.329 | 0.658 | 0.18749
2170 | 0.2 | 0.648 | 0.18749 | 2170 | 0.2 | 0.2 | 0.2 | 0.2 | 0.2 | 0.2 | 0.2 | 0.2 | 0.2 | 0.2 | -0.324 | 0.648 | 0.18749
2180 | 0.2 | 0.644 | 0.18749 | 2180 | 0.2 | 0.2 | 0.2 | 0.2 | 0.2 | 0.2 | 0.2 | 0.2 | 0.2 | 0.2 | -0.322 | 0.644 | 0.18749
2190 | 0.2 | 0.64 | 0.18749 | 2190 | 0.2 | 0.2 | 0.2 | 0.2 | 0.2 | 0.2 | 0.2 | 0.2 | 0.2 | 0.2 | -0.32 | 0.64 | 0.18749
2200 | 0.2 | 0.632 | 0.18749 | 2200 | 0.2 | 0.2 | 0.2 | 0.2 | 0.2 | 0.2 | 0.2 | 0.2 | 0.2 | 0.2 | -0.316 | 0.632 | 0.18749
2210 | 0.2 | 0.624 | 0.18749 | 2210 | 0.2 | 0.2 | 0.2 | 0.2 | 0.2 | 0.2 | 0.2 | 0.2 | 0.2 | 0.2 | -0.312 | 0.624 | 0.18749
2220 | 0.2 | 0.62 | 0.18749 | 2220 | 0.2 | 0.2 | 0.2 | 0.2 | 0.2 | 0.2 | 0.2 | 0.2 | 0.2 | 0.2 | -0.31 | 0.62 | 0.18749
2230 | 0.2 | 0.614 | 0.18749 | 2230 | 0.2 | 0.2 | 0.2 | 0.2 | 0.2 | 0.2 | 0.2 | 0.2 | 0.2 | 0.2 | -0.307 | 0.614 | 0.18749
2240 | 0.2 | 0.606 | 0.18749 | 2240 | 0.2 | 0.2 | 0.2 | 0.2 | 0.2 | 0.2 | 0.2 | 0.2 | 0.2 | 0.2 | -0.303 | 0.606 | 0.18749
2250 | 0.2 | 0.6 | 0.18749 | 2250 | 0.2 | 0.2 | 0.2 | 0.2 | 0.2 | 0.2 | 0.2 | 0.2 | 0.2 | 0.2 | -0.3 | 0.6 | 0.18749
2260 | 0.2 | 0.594 | 0.18749 | 2260 | 0.2 | 0.2 | 0.2 | 0.2 | 0.2 | 0.2 | 0.2 | 0.2 | 0.2 | 0.2 | -0.297 | 0.594 | 0.18749
2270 | 0.2 | 0.59 | 0.18749 | 2270 | 0.2 | 0.2 | 0.2 | 0.2 | 0.2 | 0.2 | 0.2 | 0.2 | 0.2 | 0.2 | -0.295 | 0.59 | 0.18749
2280 | 0.2 | 0.586 | 0.18749 | 2280 | 0.2 | 0.2 | 0.2 | 0.2 | 0.2 | 0.2 | 0.2 | 0.2 | 0.2 | 0.2 | -0.293 | 0.586 | 0.18749
2290 | 0.2 | 0.58 | 0.18749 | 2290 | 0.2 | 0.2 | 0.2 | 0.2 | 0.2 | 0.2 | 0.2 | 0.2 | 0.2 | 0.2 | -0.29 | 0.58 | 0.18749
2300 | 0.2 | 0.574 | 0.18749 | 2300 | 0.2 | 0.2 | 0.2 | 0.2 | 0.2 | 0.2 | 0.2 | 0.2 | 0.2 | 0.2 | -0.287 | 0.574 | 0.18749
2310 | 0.2 | 0.568 | 0.18749 | 2310 | 0.2 | 0.2 | 0.2 | 0.2 | 0.2 | 0.2 | 0.2 | 0.2 | 0.2 | 0.2 | -0.284 | 0.568 | 0.18749
2320 | 0.2 | 0.564 | 0.18749 | 2320 | 0.2 | 0.2 | 0.2 | 0.2 | 0.2 | 0.2 | 0.2 | 0.2 | 0.2 | 0.2 | -0.282 | 0.564 | 0.18749
2330 | 0.2 | 0.56 | 0.18749 | 2330 | 0.2 | 0.2 | 0.2 | 0.2 | 0.2 | 0.2 | 0.2 | 0.2 | 0.2 | 0.2 | -0.28 | 0.56 | 0.18749
2340 | 0.2 | 0.554 | 0.18749 | 2340 | 0.2 | 0.2 | 0.2 | 0.2 | 0.2 | 0.2 | 0.2 | 0.2 | 0.2 | 0.2 | -0.277 | 0.554 | 0.18749
2350 | 0.2 | 0.552 | 0.18749 | 2350 | 0.2 | 0.2 | 0.2 | 0.2 | 0.2 | 0.2 | 0.2 | 0.2 | 0.2 | 0.2 | -0.276 | 0.552 | 0.18749
2360 | 0.2 | 0.544 | 0.18749 | 2360 | 0.2 | 0.2 | 0.2 | 0.2 | 0.2 | 0.2 | 0.2 | 0.2 | 0.2 | 0.2 | -0.272 | 0.544 | 0.18749
2370 | 0.2 | 0.54 | 0.18749 | 2370 | 0.2 | 0.2 | 0.2 | 0.2 | 0.2 | 0.2 | 0.2 | 0.2 | 0.2 | 0.2 | -0.27 | 0.54 | 0.18749
2380 | 0.2 | 0.536 | 0.18749 | 2380 | 0.2 | 0.2 | 0.2 | 0.2 | 0.2 | 0.2 | 0.2 | 0.2 | 0.2 | 0.2 | -0.268 | 0.536 | 0.18749
2390 | 0.2 | 0.532 | 0.18749 | 2390 | 0.2 | 0.2 | 0.2 | 0.2 | 0.2 | 0.2 | 0.2 | 0.2 | 0.2 | 0.2 | -0.266 | 0.532 | 0.18749
2400 | 0.2 | 0.528 | 0.18749 | 2400 | 0.2 | 0.2 | 0.2 | 0.2 | 0.2 | 0.2 | 0.2 | 0.2 | 0.2 | 0.2 | -0.264 | 0.528 | 0.18749
2410 | 0.2 | 0.526 | 0.18749 | 2410 | 0.2 | 0.2 | 0.2 | 0.2 | 0.2 | 0.2 | 0.2 | 0.2 | 0.2 | 0.2 | -0.263 | 0.526 | 0.18749
2420 | 0.2 | 0.52 | 0.18749 | 2420 | 0.2 | 0.2 | 0.2 | 0.2 | 0.2 | 0.2 | 0.2 | 0.2 | 0.2 | 0.2 | -0.26 | 0.52 | 0.18749
2430 | 0.2 | 0.514 | 0.18749 | 2430 | 0.2 | 0.2 | 0.2 | 0.2 | 0.2 | 0.2 | 0.2 | 0.2 | 0.2 | 0.2 | -0.257 | 0.514 | 0.18749
2440 | 0.2 | 0.512 | 0.18749 | 2440 | 0.2 | 0.2 | 0.2 | 0.2 | 0.2 | 0.2 | 0.2 | 0.2 | 0.2 | 0.2 | -0.256 | 0.512 | 0.18749
2450 | 0.2 | 0.508 | 0.18749 | 2450 | 0.2 | 0.2 | 0.2 | 0.2 | 0.2 | 0.2 | 0.2 | 0.2 | 0.2 | 0.2 | -0.254 | 0.508 | 0.18749
2460 | 0.2 | 0.506 | 0.18749 | 2460 | 0.2 | 0.2 | 0.2 | 0.2 | 0.2 | 0.2 | 0.2 | 0.2 | 0.2 | 0.2 | -0.253 | 0.506 | 0.18749
2470 | 0.2 | 0.502 | 0.18749 | 2470 | 0.2 | 0.2 | 0.2 | 0.2 | 0.2 | 0.2 | 0.2 | 0.2 | 0.2 | 0.2 | -0.251 | 0.502 | 0.18749
2480 | 0.2 | 0.498 | 0.18749 | 2480 | 0.2 | 0.2 | 0.2 | 0.2 | 0.2 | 0.2 | 0.2 | 0.2 | 0.2 | 0.2 | -0.249 | 0.498 | 0.18749
2490 | 0.2 | 0.492 | 0.18749 | 2490 | 0.2 | 0.2 | 0.2 | 0.2 | 0.2 | 0.2 | 0.2 | 0.2 | 0.2 | 0.2 | -0.246 | 0.492 | 0.18749
2500 | 0.2 | 0.49 | 0.18749 | 2500 | 0.2 | 0.2 | 0.2 | 0.2 | 0.2 | 0.2 | 0.2 | 0.2 | 0.2 | 0.2 | -0.245 | 0.49 | 0.18749
2510 | 0.2 | 0.486 | 0.18749 | 2510 | 0.2 | 0.2 | 0.2 | 0.2 | 0.2 | 0.2 | 0.2 | 0.2 | 0.2 | 0.2 | -0.243 | 0.486 | 0.18749
2520 | 0.2 | 0.484 | 0.18749 | 2520 | 0.2 | 0.2 | 0.2 | 0.2 | 0.2 | 0.2 | 0.2 | 0.2 | 0.2 | 0.2 | -0.242 | 0.484 | 0.18749
2530 | 0.2 | 0.48 | 0.18749 | 2530 | 0.2 | 0.2 | 0.2 | 0.2 | 0.2 | 0.2 | 0.2 | 0.2 | 0.2 | 0.2 | -0.24 | 0.48 | 0.18749
2540 | 0.2 | 0.478 | 0.18749 | 2540 | 0.2 | 0.2 | 0.2 | 0.2 | 0.2 | 0.2 | 0.2 | 0.2 | 0.2 | 0.2 | -0.239 | 0.478 | 0.18749
2550 | 0.2 | 0.474 | 0.18749 | 2550 | 0.2 | 0.2 | 0.2 | 0.2 | 0.2 | 0.2 | 0.2 | 0.2 | 0.2 | 0.2 | -0.237 | 0.474 | 0.18749
2560 | 0.2 | 0.47 | 0.18749 | 2560 | 0.2 | 0.2 | 0.2 | 0.2 | 0.2 | 0.2 | 0.2 | 0.2 | 0.2 | 0.2 | -0.235 | 0.47 | 0.18749
2570 | 0.2 | 0.468 | 0.18749 | 2570 | 0.2 | 0.2 | 0.2 | 0.2 | 0.2 | 0.2 | 0.2 | 0.2 | 0.2 | 0.2 | -0.234 | 0.468 | 0.18749
2580 | 0.2 | 0.464 | 0.18749 | 2580 | 0.2 | 0.2 | 0.2 | 0.2 | 0.2 | 0.2 | 0.2 | 0.2 | 0.2 | 0.2 | -0.232 | 0.464 | 0.18749
2590 | 0.2 | 0.464 | 0.18749 | 2590 | 0.2 | 0.2 | 0.2 | 0.2 | 0.2 | 0.2 | 0.2 | 0.2 | 0.2 | 0.2 | -0.232 | 0.464 | 0.18749
2600 | 0.2 | 0.46 | 0.18749 | 2600 | 0.2 | 0.2 | 0.2 | 0.2 | 0.2 | 0.2 | 0.2 | 0.2 | 0.2 | 0.2 | -0.23 | 0.46 | 0.18749
2610 | 0.2 | 0.456 | 0.18749 | 2610 | 0.2 | 0.2 | 0.2 | 0.2 | 0.2 | 0.2 | 0.2 | 0.2 | 0.2 | 0.2 | -0.228 | 0.456 | 0.18749
2620 | 0.2 | 0.452 | 0.18749 | 2620 | 0.2 | 0.2 | 0.2 | 0.2 | 0.2 | 0.2 | 0.2 | 0.2 | 0.2 | 0.2 | -0.226 | 0.452 | 0.18749
2630 | 0.2 | 0.45 | 0.18749 | 2630 | 0.2 | 0.2 | 0.2 | 0.2 | 0.2 | 0.2 | 0.2 | 0.2 | 0.2 | 0.2 | -0.225 | 0.45 | 0.18749
2640 | 0.2 | 0.448 | 0.18749 | 2640 | 0.2 | 0.2 | 0.2 | 0.2 | 0.2 | 0.2 | 0.2 | 0.2 | 0.2 | 0.2 | -0.224 | 0.448 | 0.18749
2650 | 0.2 | 0.446 | 0.18749 | 2650 | 0.2 | 0.2 | 0.2 | 0.2 | 0.2 | 0.2 | 0.2 | 0.2 | 0.2 | 0.2 | -0.223 | 0.446 | 0.18749
2660 | 0.2 | 0.442 | 0.18749 | 2660 | 0.2 | 0.2 | 0.2 | 0.2 | 0.2 | 0.2 | 0.2 | 0.2 | 0.2 | 0.2 | -0.221 | 0.442 | 0.18749
2670 | 0.2 | 0.44 | 0.18749 | 2670 | 0.2 | 0.2 | 0.2 | 0.2 | 0.2 | 0.2 | 0.2 | 0.2 | 0.2 | 0.2 | -0.22 | 0.44 | 0.18749
2680 | 0.2 | 0.436 | 0.18749 | 2680 | 0.2 | 0.2 | 0.2 | 0.2 | 0.2 | 0.2 | 0.2 | 0.2 | 0.2 | 0.2 | -0.218 | 0.436 | 0.18749
2690 | 0.2 | 0.436 | 0.18749 | 2690 | 0.2 | 0.2 | 0.2 | 0.2 | 0.2 | 0.2 | 0.2 | 0.2 | 0.2 | 0.2 | -0.218 | 0.436 | 0.18749
2700 | 0.2 | 0.432 | 0.18749 | 2700 | 0.2 | 0.2 | 0.2 | 0.2 | 0.2 | 0.2 | 0.2 | 0.2 | 0.2 | 0.2 | -0.216 | 0.432 | 0.18749
2710 | 0.2 | 0.43 | 0.18749 | 2710 | 0.2 | 0.2 | 0.2 | 0.2 | 0.2 | 0.2 | 0.2 | 0.2 | 0.2 | 0.2 | -0.215 | 0.43 | 0.18749
2720 | 0.2 | 0.428 | 0.18749 | 2720 | 0.2 | 0.2 | 0.2 | 0.2 | 0.2 | 0.2 | 0.2 | 0.2 | 0.2 | 0.2 | -0.214 | 0.428 | 0.18749
2730 | 0.2 | 0.424 | 0.18749 | 2730 | 0.2 | 0.2 | 0.2 | 0.2 | 0.2 | 0.2 | 0.2 | 0.2 | 0.2 | 0.2 | -0.212 | 0.424 | 0.18749
2740 | 0.2 | 0.424 | 0.18749 | 2740 | 0.2 | 0.2 | 0.2 | 0.2 | 0.2 | 0.2 | 0.2 | 0.2 | 0.2 | 0.2 | -0.212 | 0.424 | 0.18749
2750 | 0.2 | 0.422 | 0.18749 | 2750 | 0.2 | 0.2 | 0.2 | 0.2 | 0.2 | 0.2 | 0.2 | 0.2 | 0.2 | 0.2 | -0.211 | 0.422 | 0.18749
2760 | 0.2 | 0.42 | 0.18749 | 2760 | 0.2 | 0.2 | 0.2 | 0.2 | 0.2 | 0.2 | 0.2 | 0.2 | 0.2 | 0.2 | -0.21 | 0.42 | 0.18749
2770 | 0.2 | 0.416 | 0.18749 | 2770 | 0.2 | 0.2 | 0.2 | 0.2 | 0.2 | 0.2 | 0.2 | 0.2 | 0.2 | 0.2 | -0.208 | 0.416 | 0.18749
2780 | 0.2 | 0.416 | 0.18749 | 2780 | 0.2 | 0.2 | 0.2 | 0.2 | 0.2 | 0.2 | 0.2 | 0.2 | 0.2 | 0.2 | -0.208 | 0.416 | 0.18749
2790 | 0.2 | 0.412 | 0.18749 | 2790 | 0.2 | 0.2 | 0.2 | 0.2 | 0.2 | 0.2 | 0.2 | 0.2 | 0.2 | 0.2 | -0.206 | 0.412 | 0.18749
2800 | 0.2 | 0.41 | 0.18749 | 2800 | 0.2 | 0.2 | 0.2 | 0.2 | 0.2 | 0.2 | 0.2 | 0.2 | 0.2 | 0.2 | -0.205 | 0.41 | 0.18749
2810 | 0.2 | 0.408 | 0.18749 | 2810 | 0.2 | 0.2 | 0.2 | 0.2 | 0.2 | 0.2 | 0.2 | 0.2 | 0.2 | 0.2 | -0.204 | 0.408 | 0.18749
2820 | 0.2 | 0.406 | 0.18749 | 2820 | 0.2 | 0.2 | 0.2 | 0.2 | 0.2 | 0.2 | 0.2 | 0.2 | 0.2 | 0.2 | -0.203 | 0.406 | 0.18749
2830 | 0.2 | 0.404 | 0.18749 | 2830 | 0.2 | 0.2 | 0.2 | 0.2 | 0.2 | 0.2 | 0.2 | 0.2 | 0.2 | 0.2 | -0.202 | 0.404 | 0.18749
2840 | 0.2 | 0.402 | 0.18749 | 2840 | 0.2 | 0.2 | 0.2 | 0.2 | 0.2 | 0.2 | 0.2 | 0.2 | 0.2 | 0.2 | -0.201 | 0.402 | 0.18749
2850 | 0.2 | 0.4 | 0.18749 | 2850 | 0.2 | 0.2 | 0.2 | 0.2 | 0.2 | 0.2 | 0.2 | 0.2 | 0.2 | 0.2 | -0.2 | 0.4 | 0.18749
2860 | 0.2 | 0.398 | 0.18749 | 2860 | 0.2 | 0.2 | 0.2 | 0.2 | 0.2 | 0.2 | 0.2 | 0.2 | 0.2 | 0.2 | -0.199 | 0.398 | 0.18749
2870 | 0.2 | 0.394 | 0.18749 | 2870 | 0.2 | 0.2 | 0.2 | 0.2 | 0.2 | 0.2 | 0.2 | 0.2 | 0.2 | 0.2 | -0.197 | 0.394 | 0.18749
2880 | 0.2 | 0.394 | 0.18749 | 2880 | 0.2 | 0.2 | 0.2 | 0.2 | 0.2 | 0.2 | 0.2 | 0.2 | 0.2 | 0.2 | -0.197 | 0.394 | 0.18749
2890 | 0.2 | 0.392 | 0.18749 | 2890 | 0.2 | 0.2 | 0.2 | 0.2 | 0.2 | 0.2 | 0.2 | 0.2 | 0.2 | 0.2 | -0.196 | 0.392 | 0.18749
2900 | 0.2 | 0.39 | 0.18749 | 2900 | 0.2 | 0.2 | 0.2 | 0.2 | 0.2 | 0.2 | 0.2 | 0.2 | 0.2 | 0.2 | -0.195 | 0.39 | 0.18749
2910 | 0.2 | 0.388 | 0.18749 | 2910 | 0.2 | 0.2 | 0.2 | 0.2 | 0.2 | 0.2 | 0.2 | 0.2 | 0.2 | 0.2 | -0.194 | 0.388 | 0.18749
2920 | 0.2 | 0.388 | 0.18749 | 2920 | 0.2 | 0.2 | 0.2 | 0.2 | 0.2 | 0.2 | 0.2 | 0.2 | 0.2 | 0.2 | -0.194 | 0.388 | 0.18749
2930 | 0.2 | 0.384 | 0.18749 | 2930 | 0.2 | 0.2 | 0.2 | 0.2 | 0.2 | 0.2 | 0.2 | 0.2 | 0.2 | 0.2 | -0.192 | 0.384 | 0.18749
2940 | 0.2 | 0.384 | 0.18749 | 2940 | 0.2 | 0.2 | 0.2 | 0.2 | 0.2 | 0.2 | 0.2 | 0.2 | 0.2 | 0.2 | -0.192 | 0.384 | 0.18749
2950 | 0.2 | 0.382 | 0.18749 | 2950 | 0.2 | 0.2 | 0.2 | 0.2 | 0.2 | 0.2 | 0.2 | 0.2 | 0.2 | 0.2 | -0.191 | 0.382 | 0.18749
2960 | 0.2 | 0.378 | 0.18749 | 2960 | 0.2 | 0.2 | 0.2 | 0.2 | 0.2 | 0.2 | 0.2 | 0.2 | 0.2 | 0.2 | -0.189 | 0.378 | 0.18749
2970 | 0.2 | 0.378 | 0.18749 | 2970 | 0.2 | 0.2 | 0.2 | 0.2 | 0.2 | 0.2 | 0.2 | 0.2 | 0.2 | 0.2 | -0.189 | 0.378 | 0.18749
2980 | 0.2 | 0.376 | 0.18749 | 2980 | 0.2 | 0.2 | 0.2 | 0.2 | 0.2 | 0.2 | 0.2 | 0.2 | 0.2 | 0.2 | -0.188 | 0.376 | 0.18749
2990 | 0.2 | 0.374 | 0.18749 | 2990 | 0.2 | 0.2 | 0.2 | 0.2 | 0.2 | 0.2 | 0.2 | 0.2 | 0.2 | 0.2 | -0.187 | 0.374 | 0.18749
3000 | 0.2 | 0.374 | 0.18749 | 3000 | 0.2 | 0.2 | 0.2 | 0.2 | 0.2 | 0.2 | 0.2 | 0.2 | 0.2 | 0.2 | -0.187 | 0.374 | 0.18749
3010 | 0.2 | 0.374 | 0.18749 | 3010 | 0.2 | 0.2 | 0.2 | 0.2 | 0.2 | 0.2 | 0.2 | 0.2 | 0.2 | 0.2 | -0.187 | 0.374 | 0.18749
3020 | 0.2 | 0.372 | 0.18749 | 3020 | 0.2 | 0.2 | 0.2 | 0.2 | 0.2 | 0.2 | 0.2 | 0.2 | 0.2 | 0.2 | -0.186 | 0.372 | 0.18749
3030 | 0.2 | 0.368 | 0.18749 | 3030 | 0.2 | 0.2 | 0.2 | 0.2 | 0.2 | 0.2 | 0.2 | 0.2 | 0.2 | 0.2 | -0.184 | 0.368 | 0.18749
3040 | 0.2 | 0.366 | 0.18749 | 3040 | 0.2 | 0.2 | 0.2 | 0.2 | 0.2 | 0.2 | 0.2 | 0.2 | 0.2 | 0.2 | -0.183 | 0.366 | 0.18749
3050 | 0.2 | 0.368 | 0.18749 | 3050 | 0.2 | 0.2 | 0.2 | 0.2 | 0.2 | 0.2 | 0.2 | 0.2 | 0.2 | 0.2 | -0.184 | 0.368 | 0.18749
3060 | 0.2 | 0.366 | 0.18749 | 3060 | 0.2 | 0.2 | 0.2 | 0.2 | 0.2 | 0.2 | 0.2 | 0.2 | 0.2 | 0.2 | -0.183 | 0.366 | 0.18749
3070 | 0.2 | 0.364 | 0.18749 | 3070 | 0.2 | 0.2 | 0.2 | 0.2 | 0.2 | 0.2 | 0.2 | 0.2 | 0.2 | 0.2 | -0.182 | 0.364 | 0.18749
3080 | 0.2 | 0.362 | 0.18749 | 3080 | 0.2 | 0.2 | 0.2 | 0.2 | 0.2 | 0.2 | 0.2 | 0.2 | 0.2 | 0.2 | -0.181 | 0.362 | 0.18749
3090 | 0.2 | 0.36 | 0.18749 | 3090 | 0.2 | 0.2 | 0.2 | 0.2 | 0.2 | 0.2 | 0.2 | 0.2 | 0.2 | 0.2 | -0.18 | 0.36 | 0.18749
3100 | 0.2 | 0.358 | 0.18749 | 3100 | 0.2 | 0.2 | 0.2 | 0.2 | 0.2 | 0.2 | 0.2 | 0.2 | 0.2 | 0.2 | -0.179 | 0.358 | 0.18749
3110 | 0.2 | 0.356 | 0.18749 | 3110 | 0.2 | 0.2 | 0.2 | 0.2 | 0.2 | 0.2 | 0.2 | 0.2 | 0.2 | 0.2 | -0.178 | 0.356 | 0.18749
3120 | 0.2 | 0.356 | 0.18749 | 3120 | 0.2 | 0.2 | 0.2 | 0.2 | 0.2 | 0.2 | 0.2 | 0.2 | 0.2 | 0.2 | -0.178 | 0.356 | 0.18749
3130 | 0.2 | 0.354 | 0.18749 | 3130 | 0.2 | 0.2 | 0.2 | 0.2 | 0.2 | 0.2 | 0.2 | 0.2 | 0.2 | 0.2 | -0.177 | 0.354 | 0.18749
3140 | 0.2 | 0.354 | 0.18749 | 3140 | 0.2 | 0.2 | 0.2 | 0.2 | 0.2 | 0.2 | 0.2 | 0.2 | 0.2 | 0.2 | -0.177 | 0.354 | 0.18749
3150 | 0.2 | 0.35 | 0.18749 | 3150 | 0.2 | 0.2 | 0.2 | 0.2 | 0.2 | 0.2 | 0.2 | 0.2 | 0.2 | 0.2 | -0.175 | 0.35 | 0.18749
3160 | 0.2 | 0.35 | 0.18749 | 3160 | 0.2 | 0.2 | 0.2 | 0.2 | 0.2 | 0.2 | 0.2 | 0.2 | 0.2 | 0.2 | -0.175 | 0.35 | 0.18749
3170 | 0.2 | 0.348 | 0.18749 | 3170 | 0.2 | 0.2 | 0.2 | 0.2 | 0.2 | 0.2 | 0.2 | 0.2 | 0.2 | 0.2 | -0.174 | 0.348 | 0.18749
3180 | 0.2 | 0.346 | 0.18749 | 3180 | 0.2 | 0.2 | 0.2 | 0.2 | 0.2 | 0.2 | 0.2 | 0.2 | 0.2 | 0.2 | -0.173 | 0.346 | 0.18749
3190 | 0.2 | 0.346 | 0.18749 | 3190 | 0.2 | 0.2 | 0.2 | 0.2 | 0.2 | 0.2 | 0.2 | 0.2 | 0.2 | 0.2 | -0.173 | 0.346 | 0.18749
3200 | 0.2 | 0.346 | 0.18749 | 3200 | 0.2 | 0.2 | 0.2 | 0.2 | 0.2 | 0.2 | 0.2 | 0.2 | 0.2 | 0.2 | -0.173 | 0.346 | 0.18749
3210 | 0.2 | 0.342 | 0.18749 | 3210 | 0.2 | 0.2 | 0.2 | 0.2 | 0.2 | 0.2 | 0.2 | 0.2 | 0.2 | 0.2 | -0.171 | 0.342 | 0.18749
3220 | 0.2 | 0.342 | 0.18749 | 3220 | 0.2 | 0.2 | 0.2 | 0.2 | 0.2 | 0.2 | 0.2 | 0.2 | 0.2 | 0.2 | -0.171 | 0.342 | 0.18749
3230 | 0.2 | 0.34 | 0.18749 | 3230 | 0.2 | 0.2 | 0.2 | 0.2 | 0.2 | 0.2 | 0.2 | 0.2 | 0.2 | 0.2 | -0.17 | 0.34 | 0.18749
3240 | 0.2 | 0.34 | 0.18749 | 3240 | 0.2 | 0.2 | 0.2 | 0.2 | 0.2 | 0.2 | 0.2 | 0.2 | 0.2 | 0.2 | -0.17 | 0.34 | 0.18749
3250 | 0.2 | 0.338 | 0.18749 | 3250 | 0.2 | 0.2 | 0.2 | 0.2 | 0.2 | 0.2 | 0.2 | 0.2 | 0.2 | 0.2 | -0.169 | 0.338 | 0.18749
3260 | 0.2 | 0.338 | 0.18749 | 3260 | 0.2 | 0.2 | 0.2 | 0.2 | 0.2 | 0.2 | 0.2 | 0.2 | 0.2 | 0.2 | -0.169 | 0.338 | 0.18749
3270 | 0.2 | 0.338 | 0.18749 | 3270 | 0.2 | 0.2 | 0.2 | 0.2 | 0.2 | 0.2 | 0.2 | 0.2 | 0.2 | 0.2 | -0.169 | 0.338 | 0.18749
3280 | 0.2 | 0.336 | 0.18749 | 3280 | 0.2 | 0.2 | 0.2 | 0.2 | 0.2 | 0.2 | 0.2 | 0.2 | 0.2 | 0.2 | -0.168 | 0.336 | 0.18749
3290 | 0.2 | 0.336 | 0.18749 | 3290 | 0.2 | 0.2 | 0.2 | 0.2 | 0.2 | 0.2 | 0.2 | 0.2 | 0.2 | 0.2 | -0.168 | 0.336 | 0.18749
3300 | 0.2 | 0.332 | 0.18749 | 3300 | 0.2 | 0.2 | 0.2 | 0.2 | 0.2 | 0.2 | 0.2 | 0.2 | 0.2 | 0.2 | -0.166 | 0.332 | 0.18749
3310 | 0.2 | 0.332 | 0.18749 | 3310 | 0.2 | 0.2 | 0.2 | 0.2 | 0.2 | 0.2 | 0.2 | 0.2 | 0.2 | 0.2 | -0.166 | 0.332 | 0.18749
3320 | 0.2 | 0.33 | 0.18749 | 3320 | 0.2 | 0.2 | 0.2 | 0.2 | 0.2 | 0.2 | 0.2 | 0.2 | 0.2 | 0.2 | -0.165 | 0.33 | 0.18749
3330 | 0.2 | 0.328 | 0.18749 | 3330 | 0.2 | 0.2 | 0.2 | 0.2 | 0.2 | 0.2 | 0.2 | 0.2 | 0.2 | 0.2 | -0.164 | 0.328 | 0.18749
3340 | 0.2 | 0.328 | 0.18749 | 3340 | 0.2 | 0.2 | 0.2 | 0.2 | 0.2 | 0.2 | 0.2 | 0.2 | 0.2 | 0.2 | -0.164 | 0.328 | 0.18749
3350 | 0.2 | 0.328 | 0.18749 | 3350 | 0.2 | 0.2 | 0.2 | 0.2 | 0.2 | 0.2 | 0.2 | 0.2 | 0.2 | 0.2 | -0.164 | 0.328 | 0.18749
3360 | 0.2 | 0.328 | 0.18749 | 3360 | 0.2 | 0.2 | 0.2 | 0.2 | 0.2 | 0.2 | 0.2 | 0.2 | 0.2 | 0.2 | -0.164 | 0.328 | 0.18749
3370 | 0.2 | 0.326 | 0.18749 | 3370 | 0.2 | 0.2 | 0.2 | 0.2 | 0.2 | 0.2 | 0.2 | 0.2 | 0.2 | 0.2 | -0.163 | 0.326 | 0.18749
3380 | 0.2 | 0.326 | 0.18749 | 3380 | 0.2 | 0.2 | 0.2 | 0.2 | 0.2 | 0.2 | 0.2 | 0.2 | 0.2 | 0.2 | -0.163 | 0.326 | 0.18749
3390 | 0.2 | 0.324 | 0.18749 | 3390 | 0.2 | 0.2 | 0.2 | 0.2 | 0.2 | 0.2 | 0.2 | 0.2 | 0.2 | 0.2 | -0.162 | 0.324 | 0.18749
3400 | 0.2 | 0.322 | 0.18749 | 3400 | 0.2 | 0.2 | 0.2 | 0.2 | 0.2 | 0.2 | 0.2 | 0.2 | 0.2 | 0.2 | -0.161 | 0.322 | 0.18749
3410 | 0.2 | 0.322 | 0.18749 | 3410 | 0.2 | 0.2 | 0.2 | 0.2 | 0.2 | 0.2 | 0.2 | 0.2 | 0.2 | 0.2 | -0.161 | 0.322 | 0.18749
3420 | 0.2 | 0.32 | 0.18749 | 3420 | 0.2 | 0.2 | 0.2 | 0.2 | 0.2 | 0.2 | 0.2 | 0.2 | 0.2 | 0.2 | -0.16 | 0.32 | 0.18749
3430 | 0.2 | 0.318 | 0.18749 | 3430 | 0.2 | 0.2 | 0.2 | 0.2 | 0.2 | 0.2 | 0.2 | 0.2 | 0.2 | 0.2 | -0.159 | 0.318 | 0.18749
3440 | 0.2 | 0.316 | 0.18749 | 3440 | 0.2 | 0.2 | 0.2 | 0.2 | 0.2 | 0.2 | 0.2 | 0.2 | 0.2 | 0.2 | -0.158 | 0.316 | 0.18749
3450 | 0.2 | 0.318 | 0.18749 | 3450 | 0.2 | 0.2 | 0.2 | 0.2 | 0.2 | 0.2 | 0.2 | 0.2 | 0.2 | 0.2 | -0.159 | 0.318 | 0.18749
3460 | 0.2 | 0.316 | 0.18749 | 3460 | 0.2 | 0.2 | 0.2 | 0.2 | 0.2 | 0.2 | 0.2 | 0.2 | 0.2 | 0.2 | -0.158 | 0.316 | 0.18749
3470 | 0.2 | 0.314 | 0.18749 | 3470 | 0.2 | 0.2 | 0.2 | 0.2 | 0.2 | 0.2 | 0.2 | 0.2 | 0.2 | 0.2 | -0.157 | 0.314 | 0.18749
3480 | 0.2 | 0.314 | 0.18749 | 3480 | 0.2 | 0.2 | 0.2 | 0.2 | 0.2 | 0.2 | 0.2 | 0.2 | 0.2 | 0.2 | -0.157 | 0.314 | 0.18749
3490 | 0.2 | 0.314 | 0.18749 | 3490 | 0.2 | 0.2 | 0.2 | 0.2 | 0.2 | 0.2 | 0.2 | 0.2 | 0.2 | 0.2 | -0.157 | 0.314 | 0.18749
3500 | 0.2 | 0.312 | 0.18749 | 3500 | 0.2 | 0.2 | 0.2 | 0.2 | 0.2 | 0.2 | 0.2 | 0.2 | 0.2 | 0.2 | -0.156 | 0.312 | 0.18749
Low concentration
|  |  |  | "PER" | Metrosonics SO2, ppm | [9 empty] | Milram | Mil-Ram SO2,ppm
|  |  |  | 0 | 0 | [9 empty] | 0 | 0
|  |  |  | 10 | 0.2 | [9 empty] | -0.156 | 0.312
|  |  |  | 20 | 3.2 | [9 empty] | -0.142 | 0.284
|  |  |  | 30 | 7.2 | [9 empty] | -0.266 | 0.532
|  |  |  | 40 | 7.2 | [9 empty] | -0.814 | 1.628
|  |  |  | 50 | 7.4 | [9 empty] | -1.345 | 2.69
|  |  |  | 60 | 7.4 | [9 empty] | -1.795 | 3.59
|  |  |  | 70 | 7.4 | [9 empty] | -2.173 | 4.346
|  |  |  | 80 | 7.4 | [9 empty] | -2.478 | 4.956
|  |  |  | 90 | 7.4 | [9 empty] | -2.717 | 5.434
|  |  |  | 100 | 7.6 | [9 empty] | -2.899 | 5.798
|  |  |  | 110 | 7.6 | [9 empty] | -3.038 | 6.076
|  |  |  | 120 | 7.6 | [9 empty] | -3.145 | 6.29
|  |  |  | 130 | 7.6 | [9 empty] | -3.226 | 6.452
|  |  |  | 140 | 7.6 | [9 empty] | -3.29 | 6.58
|  |  |  | 150 | 7.6 | [9 empty] | -3.341 | 6.682
|  |  |  | 160 | 7.6 | [9 empty] | -3.382 | 6.764
|  |  |  | 170 | 7.6 | [9 empty] | -3.416 | 6.832
|  |  |  | 180 | 7.6 | [9 empty] | -3.443 | 6.886
|  |  |  | 190 | 7.6 | [9 empty] | -3.467 | 6.934
|  |  |  | 200 | 7.6 | [9 empty] | -3.489 | 6.978
|  |  |  | 210 | 7.6 | [9 empty] | -3.508 | 7.016
|  |  |  | 220 | 7.6 | [9 empty] | -3.522 | 7.044
|  |  |  | 230 | 7.6 | [9 empty] | -3.538 | 7.076
|  |  |  | 240 | 7.6 | [9 empty] | -3.551 | 7.102
|  |  |  | 250 | 7.6 | [9 empty] | -3.564 | 7.128
|  |  |  | 260 | 7.6 | [9 empty] | -3.573 | 7.146
|  |  |  | 270 | 7.6 | [9 empty] | -3.585 | 7.17
|  |  |  | 280 | 7.6 | [9 empty] | -3.595 | 7.19
|  |  |  | 290 | 7.6 | [9 empty] | -3.601 | 7.202
|  |  |  | 300 | 7.6 | [9 empty] | -3.611 | 7.222
|  |  |  | 310 | 7.6 | [9 empty] | -3.619 | 7.238
|  |  |  | 320 | 7.6 | [9 empty] | -3.625 | 7.25
|  |  |  | 330 | 7.8 | [9 empty] | -3.633 | 7.266
|  |  |  | 340 | 7.6 | [9 empty] | -3.64 | 7.28
|  |  |  | 350 | 7.6 | [9 empty] | -3.647 | 7.294
|  |  |  | 360 | 7.8 | [9 empty] | -3.653 | 7.306
|  |  |  | 370 | 7.6 | [9 empty] | -3.658 | 7.316
|  |  |  | 380 | 7.6 | [9 empty] | -3.663 | 7.326
|  |  |  | 390 | 7.6 | [9 empty] | -3.668 | 7.336
|  |  |  | 400 | 7.6 | [9 empty] | -3.673 | 7.346
|  |  |  | 410 | 7.8 | [9 empty] | -3.678 | 7.356
|  |  |  | 420 | 7.6 | [9 empty] | -3.681 | 7.362
|  |  |  | 430 | 7.8 | [9 empty] | -3.685 | 7.37
|  |  |  | 440 | 7.8 | [9 empty] | -3.69 | 7.38
|  |  |  | 450 | 7.6 | [9 empty] | -3.694 | 7.388
|  |  |  | 460 | 7.6 | [9 empty] | -3.698 | 7.396
|  |  |  | 470 | 7.8 | [9 empty] | -3.701 | 7.402
|  |  |  | 480 | 7.8 | [9 empty] | -3.704 | 7.408
|  |  |  | 490 | 7.8 | [9 empty] | -3.707 | 7.414
|  |  |  | 500 | 7.6 | [9 empty] | -3.71 | 7.42
|  |  |  | 510 | 7.8 | [9 empty] | -3.713 | 7.426
|  |  |  | 520 | 7.8 | [9 empty] | -3.716 | 7.432
|  |  |  | 530 | 7.8 | [9 empty] | -3.718 | 7.436
|  |  |  | 540 | 7.8 | [9 empty] | -3.722 | 7.444
|  |  |  | 550 | 7.8 | [9 empty] | -3.725 | 7.45
|  |  |  | 560 | 7.8 | [9 empty] | -3.729 | 7.458
|  |  |  | 570 | 7.8 | [9 empty] | -3.731 | 7.462
|  |  |  | 580 | 7.8 | [9 empty] | -3.734 | 7.468
|  |  |  | 590 | 7.8 | [9 empty] | -3.736 | 7.472
|  |  |  | 600 | 7.8 | [9 empty] | -3.739 | 7.478
|  |  |  | 610 | 7.8 | [9 empty] | -3.74 | 7.48
|  |  |  | 620 | 7.8 | [9 empty] | -3.743 | 7.486
|  |  |  | 630 | 7.8 | [9 empty] | -3.746 | 7.492
|  |  |  | 640 | 7.8 | [9 empty] | -3.746 | 7.492
|  |  |  | 650 | 7.8 | [9 empty] | -3.749 | 7.498
|  |  |  | 660 | 7.8 | [9 empty] | -3.752 | 7.504
|  |  |  | 670 | 7.8 | [9 empty] | -3.753 | 7.506
|  |  |  | 680 | 7.8 | [9 empty] | -3.755 | 7.51
|  |  |  | 690 | 7.8 | [9 empty] | -3.758 | 7.516
|  |  |  | 700 | 7.8 | [9 empty] | -3.759 | 7.518
|  |  |  | 710 | 7.8 | [9 empty] | -3.761 | 7.522
|  |  |  | 720 | 7.8 | [9 empty] | -3.763 | 7.526
|  |  |  | 730 | 7.8 | [9 empty] | -3.765 | 7.53
|  |  |  | 740 | 7.8 | [9 empty] | -3.766 | 7.532
|  |  |  | 750 | 7.8 | [9 empty] | -3.767 | 7.534
|  |  |  | 760 | 7.8 | [9 empty] | -3.771 | 7.542
|  |  |  | 770 | 7.8 | [9 empty] | -3.772 | 7.544
|  |  |  | 780 | 7.8 | [9 empty] | -3.774 | 7.548
|  |  |  | 790 | 7.8 | [9 empty] | -3.774 | 7.548
|  |  |  | 800 | 7.8 | [9 empty] | -3.777 | 7.554
|  |  |  | 810 | 5 | [9 empty] | -3.779 | 7.558
|  |  |  | 820 | 0.8 | [9 empty] | -3.106 | 6.212
|  |  |  | 830 | 0.6 | [9 empty] | -2.143 | 4.286
|  |  |  | 840 | 0.6 | [9 empty] | -1.592 | 3.184
|  |  |  | 850 | 0.6 | [9 empty] | -1.277 | 2.554
|  |  |  | 860 | 0.4 | [9 empty] | -1.085 | 2.17
|  |  |  | 870 | 0.4 | [9 empty] | -0.957 | 1.914
|  |  |  | 880 | 0.4 | [9 empty] | -0.862 | 1.724
|  |  |  | 890 | 0.4 | [9 empty] | -0.789 | 1.578
|  |  |  | 900 | 0.4 | [9 empty] | -0.73 | 1.46
|  |  |  | 910 | 0.4 | [9 empty] | -0.683 | 1.366
|  |  |  | 920 | 0.4 | [9 empty] | -0.644 | 1.288
|  |  |  | 930 | 0.4 | [9 empty] | -0.61 | 1.22
|  |  |  | 940 | 0.4 | [9 empty] | -0.58 | 1.16
|  |  |  | 950 | 0.4 | [9 empty] | -0.555 | 1.11
|  |  |  | 960 | 0.4 | [9 empty] | -0.533 | 1.066
|  |  |  | 970 | 0.4 | [9 empty] | -0.512 | 1.024
|  |  |  | 980 | 0.4 | [9 empty] | -0.494 | 0.988
|  |  |  | 990 | 0.4 | [9 empty] | -0.477 | 0.954
|  |  |  | 1000 | 0.4 | [9 empty] | -0.464 | 0.928
|  |  |  | 1010 | 0.2 | [9 empty] | -0.45 | 0.9
|  |  |  | 1020 | 0.2 | [9 empty] | -0.438 | 0.876
|  |  |  | 1030 | 0.2 | [9 empty] | -0.427 | 0.854
|  |  |  | 1040 | 0.2 | [9 empty] | -0.414 | 0.828
|  |  |  | 1050 | 0.2 | [9 empty] | -0.406 | 0.812
|  |  |  | 1060 | 0.2 | [9 empty] | -0.396 | 0.792
|  |  |  | 1070 | 0.2 | [9 empty] | -0.386 | 0.772
|  |  |  | 1080 | 0.2 | [9 empty] | -0.379 | 0.758
|  |  |  | 1090 | 0.2 | [9 empty] | -0.371 | 0.742
|  |  |  | 1100 | 0.2 | [9 empty] | -0.364 | 0.728
|  |  |  | 1110 | 0.2 | [9 empty] | -0.357 | 0.714
|  |  |  | 1120 | 0.2 | [9 empty] | -0.35 | 0.7
|  |  |  | 1130 | 0.2 | [9 empty] | -0.344 | 0.688
|  |  |  | 1140 | 0.2 | [9 empty] | -0.337 | 0.674
|  |  |  | 1150 | 0.2 | [9 empty] | -0.332 | 0.664
|  |  |  | 1160 | 0.2 | [9 empty] | -0.327 | 0.654
|  |  |  | 1170 | 0.2 | [9 empty] | -0.322 | 0.644
|  |  |  | 1180 | 0.2 | [9 empty] | -0.317 | 0.634
|  |  |  | 1190 | 0.2 | [9 empty] | -0.312 | 0.624
|  |  |  | 1200 | 0.2 | [9 empty] | -0.307 | 0.614
|  |  |  | 1210 | 0.2 | [9 empty] | -0.303 | 0.606
|  |  |  | 1220 | 0.2 | [9 empty] | -0.298 | 0.596
|  |  |  | 1230 | 0.2 | [9 empty] | -0.294 | 0.588
|  |  |  | 1240 | 0.2 | [9 empty] | -0.291 | 0.582
|  |  |  | 1250 | 0.2 | [9 empty] | -0.286 | 0.572
|  |  |  | 1260 | 0.2 | [9 empty] | -0.283 | 0.566
|  |  |  | 1270 | 0.2 | [9 empty] | -0.28 | 0.56
|  |  |  | 1280 | 0.2 | [9 empty] | -0.275 | 0.55
|  |  |  | 1290 | 0.2 | [9 empty] | -0.272 | 0.544
|  |  |  | 1300 | 0.2 | [9 empty] | -0.269 | 0.538
|  |  |  | 1310 | 0.2 | [9 empty] | -0.266 | 0.532
|  |  |  | 1320 | 0.2 | [9 empty] | -0.263 | 0.526
|  |  |  | 1330 | 0.2 | [9 empty] | -0.259 | 0.518
|  |  |  | 1340 | 0.2 | [9 empty] | -0.258 | 0.516
|  |  |  | 1350 | 0.2 | [9 empty] | -0.254 | 0.508
|  |  |  | 1360 | 0.2 | [9 empty] | -0.252 | 0.504
|  |  |  | 1370 | 0.2 | [9 empty] | -0.25 | 0.5
|  |  |  | 1380 | 0.2 | [9 empty] | -0.247 | 0.494
|  |  |  | 1390 | 0.2 | [9 empty] | -0.244 | 0.488
|  |  |  | 1400 | 0.2 | [9 empty] | -0.242 | 0.484
|  |  |  | 1410 | 0.2 | [9 empty] | -0.24 | 0.48
|  |  |  | 1420 | 0.2 | [9 empty] | -0.238 | 0.476
|  |  |  | 1430 | 0.2 | [9 empty] | -0.235 | 0.47
|  |  |  | 1440 | 0.2 | [9 empty] | -0.233 | 0.466
|  |  |  | 1450 | 0.2 | [9 empty] | -0.232 | 0.464
|  |  |  | 1460 | 0.2 | [9 empty] | -0.23 | 0.46
|  |  |  | 1470 | 0.2 | [9 empty] | -0.227 | 0.454
|  |  |  | 1480 | 0.2 | [9 empty] | -0.226 | 0.452
|  |  |  | 1490 | 0.2 | [9 empty] | -0.224 | 0.448
|  |  |  | 1500 | 0.2 | [9 empty] | -0.222 | 0.444
|  |  |  | 1510 | 0.2 | [9 empty] | -0.22 | 0.44
|  |  |  | 1520 | 0.2 | [9 empty] | -0.218 | 0.436
|  |  |  | 1530 | 0.2 | [9 empty] | -0.217 | 0.434
|  |  |  | 1540 | 0.2 | [9 empty] | -0.215 | 0.43
|  |  |  | 1550 | 0.2 | [9 empty] | -0.213 | 0.426
|  |  |  | 1560 | 0.2 | [9 empty] | -0.213 | 0.426
|  |  |  | 1570 | 0.2 | [9 empty] | -0.211 | 0.422
|  |  |  | 1580 | 0.2 | [9 empty] | -0.209 | 0.418
|  |  |  | 1590 | 0.2 | [9 empty] | -0.208 | 0.416
|  |  |  | 1600 | 0.2 | [9 empty] | -0.206 | 0.412
|  |  |  | 1610 | 0.2 | [9 empty] | -0.205 | 0.41
|  |  |  | 1620 | 0.2 | [9 empty] | -0.203 | 0.406
|  |  |  | 1630 | 0.2 | [9 empty] | -0.203 | 0.406
|  |  |  | 1640 | 0.2 | [9 empty] | -0.202 | 0.404
|  |  |  | 1650 | 0.2 | [9 empty] | -0.2 | 0.4
|  |  |  | 1660 | 0.2 | [9 empty] | -0.198 | 0.396
|  |  |  | 1670 | 0.2 | [9 empty] | -0.197 | 0.394
|  |  |  | 1680 | 0.2 | [9 empty] | -0.197 | 0.394
|  |  |  | 1690 | 0.2 | [9 empty] | -0.196 | 0.392

## Impulse_resp
"PER" (sec) | Metrosonics SO2, ppm | Milram | Mil-Ram SO2,ppm | "PER" (sec) | Diff Metrosonics SO2, ppm | Diff Milram | Diff-adj Milram
0 | 0 | 0 | 0 | 0
10 | 0.2 | -0.127 | 0.254 | 10 | 0.2 | -0.127 | 0.254
20 | 0 | -0.126 | 0.252 | 20 | -0.2 | 0.001 | -0.002
30 | 0 | -0.126 | 0.252 | 30 | 0 | 0 | 0
40 | 0 | -0.126 | 0.252 | 40 | 0 | 0 | 0
50 | 4 | -0.117 | 0.234 | 50 | 4 | 0.009 | -0.018
60 | 13.8 | -0.362 | 0.724 | 60 | 9.8 | -0.245 | 0.49
70 | 14 | -1.383 | 2.766 | 70 | 0.2 | -1.021 | 2.042
80 | 14.2 | -2.444 | 4.888 | 80 | 0.2 | -1.061 | 2.122
90 | 14.4 | -3.428 | 6.856 | 90 | 0.2 | -0.984 | 1.968
100 | 14.4 | -4.209 | 8.418 | 100 | 0 | -0.781 | 1.562
110 | 14.4 | -4.774 | 9.548 | 110 | 0 | -0.565 | 1.13
120 | 14.4 | -5.176 | 10.352 | 120 | 0 | -0.402 | 0.804
130 | 14.4 | -5.459 | 10.918 | 130 | 0 | -0.283 | 0.566
140 | 14.6 | -5.663 | 11.326 | 140 | 0.2 | -0.204 | 0.408
150 | 14.6 | -5.817 | 11.634 | 150 | 0 | -0.154 | 0.308
160 | 14.6 | -5.934 | 11.868 | 160 | 0 | -0.117 | 0.234
170 | 14.6 | -6.026 | 12.052 | 170 | 0 | -0.092 | 0.184
180 | 14.6 | -6.104 | 12.208 | 180 | 0 | -0.078 | 0.156
190 | 14.6 | -6.171 | 12.342 | 190 | 0 | -0.067 | 0.134
200 | 14.6 | -6.229 | 12.458 | 200 | 0 | -0.058 | 0.116
210 | 14.6 | -6.28 | 12.56 | 210 | 0 | -0.051 | 0.102
220 | 14.6 | -6.326 | 12.652 | 220 | 0 | -0.046 | 0.092
230 | 14.6 | -6.37 | 12.74 | 230 | 0 | -0.044 | 0.088
240 | 14.8 | -6.407 | 12.814 | 240 | 0.2 | -0.037 | 0.074
250 | 14.8 | -6.443 | 12.886 | 250 | 0 | -0.036 | 0.072
260 | 14.8 | -6.474 | 12.948 | 260 | 0 | -0.031 | 0.062
270 | 14.8 | -6.504 | 13.008 | 270 | 0 | -0.03 | 0.06
280 | 14.8 | -6.532 | 13.064 | 280 | 0 | -0.028 | 0.056
290 | 14.8 | -6.56 | 13.12 | 290 | 0 | -0.028 | 0.056
300 | 14.8 | -6.584 | 13.168 | 300 | 0 | -0.024 | 0.048
310 | 14.8 | -6.606 | 13.212 | 310 | 0 | -0.022 | 0.044
320 | 14.8 | -6.628 | 13.256 | 320 | 0 | -0.022 | 0.044
330 | 14.8 | -6.648 | 13.296 | 330 | 0 | -0.02 | 0.04
340 | 14.8 | -6.667 | 13.334 | 340 | 0 | -0.019 | 0.038
350 | 14.8 | -6.684 | 13.368 | 350 | 0 | -0.017 | 0.034
360 | 14.8 | -6.701 | 13.402 | 360 | 0 | -0.017 | 0.034
370 | 14.8 | -6.717 | 13.434 | 370 | 0 | -0.016 | 0.032
380 | 14.8 | -6.733 | 13.466 | 380 | 0 | -0.016 | 0.032
390 | 14.8 | -6.747 | 13.494 | 390 | 0 | -0.014 | 0.028
400 | 14.8 | -6.761 | 13.522 | 400 | 0 | -0.014 | 0.028
410 | 14.8 | -6.775 | 13.55 | 410 | 0 | -0.014 | 0.028
420 | 14.8 | -6.786 | 13.572 | 420 | 0 | -0.011 | 0.022
430 | 14.8 | -6.799 | 13.598 | 430 | 0 | -0.013 | 0.026
440 | 14.8 | -6.811 | 13.622 | 440 | 0 | -0.012 | 0.024
450 | 14.8 | -6.82 | 13.64 | 450 | 0 | -0.009 | 0.018
460 | 14.8 | -6.832 | 13.664 | 460 | 0 | -0.012 | 0.024
470 | 14.8 | -6.841 | 13.682 | 470 | 0 | -0.009 | 0.018
480 | 14.8 | -6.851 | 13.702 | 480 | 0 | -0.01 | 0.02
490 | 14.8 | -6.863 | 13.726 | 490 | 0 | -0.012 | 0.024
500 | 14.8 | -6.872 | 13.744 | 500 | 0 | -0.009 | 0.018
510 | 14.8 | -6.882 | 13.764 | 510 | 0 | -0.01 | 0.02
520 | 14.8 | -6.89 | 13.78 | 520 | 0 | -0.008 | 0.016
530 | 14.8 | -6.9 | 13.8 | 530 | 0 | -0.01 | 0.02
540 | 14.8 | -6.908 | 13.816 | 540 | 0 | -0.008 | 0.016
550 | 14.8 | -6.917 | 13.834 | 550 | 0 | -0.009 | 0.018
560 | 14.8 | -6.924 | 13.848 | 560 | 0 | -0.007 | 0.014
570 | 14.8 | -6.931 | 13.862 | 570 | 0 | -0.007 | 0.014
580 | 14.8 | -6.939 | 13.878 | 580 | 0 | -0.008 | 0.016
590 | 14.8 | -6.947 | 13.894 | 590 | 0 | -0.008 | 0.016
600 | 14.8 | -6.953 | 13.906 | 600 | 0 | -0.006 | 0.012
610 | 14.8 | -6.96 | 13.92 | 610 | 0 | -0.007 | 0.014
620 | 14.8 | -6.966 | 13.932 | 620 | 0 | -0.006 | 0.012
630 | 14.8 | -6.972 | 13.944 | 630 | 0 | -0.006 | 0.012
640 | 14.8 | -6.979 | 13.958 | 640 | 0 | -0.007 | 0.014
650 | 14.8 | -6.985 | 13.97 | 650 | 0 | -0.006 | 0.012
660 | 14.8 | -6.99 | 13.98 | 660 | 0 | -0.005 | 0.01
670 | 14.8 | -6.996 | 13.992 | 670 | 0 | -0.006 | 0.012
680 | 14.8 | -6.999 | 13.998 | 680 | 0 | -0.003 | 0.006
690 | 14.8 | -7.004 | 14.008 | 690 | 0 | -0.005 | 0.01
700 | 14.8 | -7.008 | 14.016 | 700 | 0 | -0.004 | 0.008
710 | 14.8 | -7.013 | 14.026 | 710 | 0 | -0.005 | 0.01
720 | 14.8 | -7.017 | 14.034 | 720 | 0 | -0.004 | 0.008
730 | 14.8 | -7.022 | 14.044 | 730 | 0 | -0.005 | 0.01
740 | 14.8 | -7.027 | 14.054 | 740 | 0 | -0.005 | 0.01
750 | 14.8 | -7.031 | 14.062 | 750 | 0 | -0.004 | 0.008
760 | 14.8 | -7.035 | 14.07 | 760 | 0 | -0.004 | 0.008
770 | 14.8 | -7.038 | 14.076 | 770 | 0 | -0.003 | 0.006
780 | 14.8 | -7.043 | 14.086 | 780 | 0 | -0.005 | 0.01
790 | 14.8 | -7.047 | 14.094 | 790 | 0 | -0.004 | 0.008
800 | 14.8 | -7.051 | 14.102 | 800 | 0 | -0.004 | 0.008
810 | 14.8 | -7.055 | 14.11 | 810 | 0 | -0.004 | 0.008
820 | 14.8 | -7.059 | 14.118 | 820 | 0 | -0.004 | 0.008
830 | 14.8 | -7.062 | 14.124 | 830 | 0 | -0.003 | 0.006
840 | 14.8 | -7.067 | 14.134 | 840 | 0 | -0.005 | 0.01
850 | 14.8 | -7.07 | 14.14 | 850 | 0 | -0.003 | 0.006
860 | 14.8 | -7.074 | 14.148 | 860 | 0 | -0.004 | 0.008
870 | 14.8 | -7.078 | 14.156 | 870 | 0 | -0.004 | 0.008
880 | 14.8 | -7.081 | 14.162 | 880 | 0 | -0.003 | 0.006
890 | 14.8 | -7.084 | 14.168 | 890 | 0 | -0.003 | 0.006
900 | 14.8 | -7.087 | 14.174 | 900 | 0 | -0.003 | 0.006
910 | 14.8 | -7.092 | 14.184 | 910 | 0 | -0.005 | 0.01
920 | 14.8 | -7.095 | 14.19 | 920 | 0 | -0.003 | 0.006
930 | 14.8 | -7.098 | 14.196 | 930 | 0 | -0.003 | 0.006
940 | 14.8 | -7.1 | 14.2 | 940 | 0 | -0.002 | 0.004
950 | 14.8 | -7.103 | 14.206 | 950 | 0 | -0.003 | 0.006
960 | 14.8 | -7.105 | 14.21 | 960 | 0 | -0.002 | 0.004
970 | 14.8 | -7.108 | 14.216 | 970 | 0 | -0.003 | 0.006
980 | 14.8 | -7.111 | 14.222 | 980 | 0 | -0.003 | 0.006
990 | 14.8 | -7.114 | 14.228 | 990 | 0 | -0.003 | 0.006
1000 | 14.8 | -7.118 | 14.236 | 1000 | 0 | -0.004 | 0.008
1010 | 14.8 | -7.118 | 14.236 | 1010 | 0 | 0 | 0
1020 | 14.8 | -7.121 | 14.242 | 1020 | 0 | -0.003 | 0.006
1030 | 14.8 | -7.123 | 14.246 | 1030 | 0 | -0.002 | 0.004
1040 | 14.8 | -7.127 | 14.254 | 1040 | 0 | -0.004 | 0.008
1050 | 14.8 | -7.128 | 14.256 | 1050 | 0 | -0.001 | 0.002
1060 | 14.8 | -7.13 | 14.26 | 1060 | 0 | -0.002 | 0.004
1070 | 14.8 | -7.133 | 14.266 | 1070 | 0 | -0.003 | 0.006
1080 | 14.8 | -7.136 | 14.272 | 1080 | 0 | -0.003 | 0.006
1090 | 14.8 | -7.137 | 14.274 | 1090 | 0 | -0.001 | 0.002
1100 | 14.8 | -7.14 | 14.28 | 1100 | 0 | -0.003 | 0.006
1110 | 14.8 | -7.141 | 14.282 | 1110 | 0 | -0.001 | 0.002
1120 | 14.8 | -7.143 | 14.286 | 1120 | 0 | -0.002 | 0.004
1130 | 14.8 | -7.147 | 14.294 | 1130 | 0 | -0.004 | 0.008
1140 | 14.8 | -7.147 | 14.294 | 1140 | 0 | 0 | 0
1150 | 14.8 | -7.149 | 14.298 | 1150 | 0 | -0.002 | 0.004
1160 | 14.8 | -7.15 | 14.3 | 1160 | 0 | -0.001 | 0.002
1170 | 14.8 | -7.151 | 14.302 | 1170 | 0 | -0.001 | 0.002
1180 | 14.8 | -7.152 | 14.304 | 1180 | 0 | -0.001 | 0.002
1190 | 14.8 | -7.154 | 14.308 | 1190 | 0 | -0.002 | 0.004
1200 | 14.8 | -7.157 | 14.314 | 1200 | 0 | -0.003 | 0.006
1210 | 14.8 | -7.158 | 14.316 | 1210 | 0 | -0.001 | 0.002
1220 | 14.8 | -7.159 | 14.318 | 1220 | 0 | -0.001 | 0.002
1230 | 14.8 | -7.162 | 14.324 | 1230 | 0 | -0.003 | 0.006
1240 | 14.8 | -7.165 | 14.33 | 1240 | 0 | -0.003 | 0.006
1250 | 14.8 | -7.166 | 14.332 | 1250 | 0 | -0.001 | 0.002
1260 | 14.8 | -7.168 | 14.336 | 1260 | 0 | -0.002 | 0.004
1270 | 14.8 | -7.17 | 14.34 | 1270 | 0 | -0.002 | 0.004
1280 | 14.8 | -7.172 | 14.344 | 1280 | 0 | -0.002 | 0.004
1290 | 14.8 | -7.173 | 14.346 | 1290 | 0 | -0.001 | 0.002
1300 | 14.8 | -7.176 | 14.352 | 1300 | 0 | -0.003 | 0.006
1310 | 14.8 | -7.178 | 14.356 | 1310 | 0 | -0.002 | 0.004
1320 | 14.8 | -7.178 | 14.356 | 1320 | 0 | 0 | 0
1330 | 14.8 | -7.18 | 14.36 | 1330 | 0 | -0.002 | 0.004
1340 | 14.8 | -7.182 | 14.364 | 1340 | 0 | -0.002 | 0.004
1350 | 14.8 | -7.185 | 14.37 | 1350 | 0 | -0.003 | 0.006
1360 | 14.8 | -7.187 | 14.374 | 1360 | 0 | -0.002 | 0.004
1370 | 14.8 | -7.186 | 14.372 | 1370 | 0 | 0.001 | -0.002
1380 | 14.8 | -7.188 | 14.376 | 1380 | 0 | -0.002 | 0.004
1390 | 14.8 | -7.189 | 14.378 | 1390 | 0 | -0.001 | 0.002
1400 | 14.8 | -7.189 | 14.378 | 1400 | 0 | 0 | 0
1410 | 15 | -7.192 | 14.384 | 1410 | 0.2 | -0.003 | 0.006
1420 | 14.8 | -7.192 | 14.384 | 1420 | -0.2 | 0 | 0
1430 | 14.8 | -7.194 | 14.388 | 1430 | 0 | -0.002 | 0.004
1440 | 14.8 | -7.195 | 14.39 | 1440 | 0 | -0.001 | 0.002
1450 | 14.8 | -7.196 | 14.392 | 1450 | 0 | -0.001 | 0.002
1460 | 14.8 | -7.196 | 14.392 | 1460 | 0 | 0 | 0
1470 | 14.8 | -7.199 | 14.398 | 1470 | 0 | -0.003 | 0.006
1480 | 14.8 | -7.199 | 14.398 | 1480 | 0 | 0 | 0
1490 | 14.8 | -7.2 | 14.4 | 1490 | 0 | -0.001 | 0.002
1500 | 14.8 | -7.201 | 14.402 | 1500 | 0 | -0.001 | 0.002
1510 | 14.8 | -7.203 | 14.406 | 1510 | 0 | -0.002 | 0.004
1520 | 14.8 | -7.203 | 14.406 | 1520 | 0 | 0 | 0
1530 | 3.4 | -6.628 | 13.256 | 1530 | -11.4 | 0.575 | -1.15
1540 | 1.2 | -4.472 | 8.944 | 1540 | -2.2 | 2.156 | -4.312
1550 | 1 | -3.06 | 6.12 | 1550 | -0.2 | 1.412 | -2.824
1560 | 1 | -2.314 | 4.628 | 1560 | 0 | 0.746 | -1.492
1570 | 0.8 | -1.889 | 3.778 | 1570 | -0.2 | 0.425 | -0.85
1580 | 0.8 | -1.62 | 3.24 | 1580 | 0 | 0.269 | -0.538
1590 | 0.8 | -1.433 | 2.866 | 1590 | 0 | 0.187 | -0.374
1600 | 0.6 | -1.296 | 2.592 | 1600 | -0.2 | 0.137 | -0.274
1610 | 0.6 | -1.189 | 2.378 | 1610 | 0 | 0.107 | -0.214
1620 | 0.6 | -1.101 | 2.202 | 1620 | 0 | 0.088 | -0.176
1630 | 0.6 | -1.031 | 2.062 | 1630 | 0 | 0.07 | -0.14
1640 | 0.6 | -0.973 | 1.946 | 1640 | 0 | 0.058 | -0.116
1650 | 0.6 | -0.922 | 1.844 | 1650 | 0 | 0.051 | -0.102
1660 | 0.6 | -0.878 | 1.756 | 1660 | 0 | 0.044 | -0.088
1670 | 0.6 | -0.839 | 1.678 | 1670 | 0 | 0.039 | -0.078
1680 | 0.4 | -0.806 | 1.612 | 1680 | -0.2 | 0.033 | -0.066
1690 | 0.4 | -0.775 | 1.55 | 1690 | 0 | 0.031 | -0.062
1700 | 0.4 | -0.748 | 1.496 | 1700 | 0 | 0.027 | -0.054
1710 | 0.4 | -0.723 | 1.446 | 1710 | 0 | 0.025 | -0.05
1720 | 0.4 | -0.7 | 1.4 | 1720 | 0 | 0.023 | -0.046
1730 | 0.4 | -0.677 | 1.354 | 1730 | 0 | 0.023 | -0.046
1740 | 0.4 | -0.66 | 1.32 | 1740 | 0 | 0.017 | -0.034
1750 | 0.4 | -0.641 | 1.282 | 1750 | 0 | 0.019 | -0.038
1760 | 0.4 | -0.624 | 1.248 | 1760 | 0 | 0.017 | -0.034
1770 | 0.4 | -0.608 | 1.216 | 1770 | 0 | 0.016 | -0.032
1780 | 0.4 | -0.593 | 1.186 | 1780 | 0 | 0.015 | -0.03
1790 | 0.4 | -0.578 | 1.156 | 1790 | 0 | 0.015 | -0.03
1800 | 0.4 | -0.566 | 1.132 | 1800 | 0 | 0.012 | -0.024
1810 | 0.4 | -0.553 | 1.106 | 1810 | 0 | 0.013 | -0.026
1820 | 0.4 | -0.541 | 1.082 | 1820 | 0 | 0.012 | -0.024
1830 | 0.4 | -0.53 | 1.06 | 1830 | 0 | 0.011 | -0.022
1840 | 0.4 | -0.519 | 1.038 | 1840 | 0 | 0.011 | -0.022
1850 | 0.4 | -0.509 | 1.018 | 1850 | 0 | 0.01 | -0.02
1860 | 0.4 | -0.499 | 0.998 | 1860 | 0 | 0.01 | -0.02
1870 | 0.4 | -0.49 | 0.98 | 1870 | 0 | 0.009 | -0.018
1880 | 0.4 | -0.48 | 0.96 | 1880 | 0 | 0.01 | -0.02
1890 | 0.4 | -0.473 | 0.946 | 1890 | 0 | 0.007 | -0.014
1900 | 0.4 | -0.464 | 0.928 | 1900 | 0 | 0.009 | -0.018
1910 | 0.4 | -0.456 | 0.912 | 1910 | 0 | 0.008 | -0.016
1920 | 0.4 | -0.449 | 0.898 | 1920 | 0 | 0.007 | -0.014
1930 | 0.4 | -0.443 | 0.886 | 1930 | 0 | 0.006 | -0.012
1940 | 0.4 | -0.436 | 0.872 | 1940 | 0 | 0.007 | -0.014
1950 | 0.4 | -0.428 | 0.856 | 1950 | 0 | 0.008 | -0.016
1960 | 0.4 | -0.422 | 0.844 | 1960 | 0 | 0.006 | -0.012
1970 | 0.4 | -0.416 | 0.832 | 1970 | 0 | 0.006 | -0.012
1980 | 0.4 | -0.41 | 0.82 | 1980 | 0 | 0.006 | -0.012
1990 | 0.2 | -0.405 | 0.81 | 1990 | -0.2 | 0.005 | -0.01
2000 | 0.2 | -0.398 | 0.796 | 2000 | 0 | 0.007 | -0.014
2010 | 0.2 | -0.393 | 0.786 | 2010 | 0 | 0.005 | -0.01
2020 | 0.2 | -0.388 | 0.776 | 2020 | 0 | 0.005 | -0.01
2030 | 0.4 | -0.383 | 0.766 | 2030 | 0.2 | 0.005 | -0.01
2040 | 0.4 | -0.38 | 0.76 | 2040 | 0 | 0.003 | -0.006
2050 | 0.4 | -0.374 | 0.748 | 2050 | 0 | 0.006 | -0.012
2060 | 0.2 | -0.369 | 0.738 | 2060 | -0.2 | 0.005 | -0.01
2070 | 0.2 | -0.364 | 0.728 | 2070 | 0 | 0.005 | -0.01
2080 | 0.2 | -0.36 | 0.72 | 2080 | 0 | 0.004 | -0.008
2090 | 0.2 | -0.356 | 0.712 | 2090 | 0 | 0.004 | -0.008
2100 | 0.2 | -0.351 | 0.702 | 2100 | 0 | 0.005 | -0.01
2110 | 0.2 | -0.347 | 0.694 | 2110 | 0 | 0.004 | -0.008
2120 | 0.2 | -0.345 | 0.69 | 2120 | 0 | 0.002 | -0.004
2130 | 0.2 | -0.339 | 0.678 | 2130 | 0 | 0.006 | -0.012
2140 | 0.2 | -0.336 | 0.672 | 2140 | 0 | 0.003 | -0.006
2150 | 0.2 | -0.333 | 0.666 | 2150 | 0 | 0.003 | -0.006
2160 | 0.2 | -0.329 | 0.658 | 2160 | 0 | 0.004 | -0.008
2170 | 0.2 | -0.324 | 0.648 | 2170 | 0 | 0.005 | -0.01
2180 | 0.2 | -0.322 | 0.644 | 2180 | 0 | 0.002 | -0.004
2190 | 0.2 | -0.32 | 0.64 | 2190 | 0 | 0.002 | -0.004
2200 | 0.2 | -0.316 | 0.632 | 2200 | 0 | 0.004 | -0.008
2210 | 0.2 | -0.312 | 0.624 | 2210 | 0 | 0.004 | -0.008
2220 | 0.2 | -0.31 | 0.62 | 2220 | 0 | 0.002 | -0.004
2230 | 0.2 | -0.307 | 0.614 | 2230 | 0 | 0.003 | -0.006
2240 | 0.2 | -0.303 | 0.606 | 2240 | 0 | 0.004 | -0.008
2250 | 0.2 | -0.3 | 0.6 | 2250 | 0 | 0.003 | -0.006
2260 | 0.2 | -0.297 | 0.594 | 2260 | 0 | 0.003 | -0.006
2270 | 0.2 | -0.295 | 0.59 | 2270 | 0 | 0.002 | -0.004
2280 | 0.2 | -0.293 | 0.586 | 2280 | 0 | 0.002 | -0.004
2290 | 0.2 | -0.29 | 0.58 | 2290 | 0 | 0.003 | -0.006
2300 | 0.2 | -0.287 | 0.574 | 2300 | 0 | 0.003 | -0.006
2310 | 0.2 | -0.284 | 0.568 | 2310 | 0 | 0.003 | -0.006
2320 | 0.2 | -0.282 | 0.564 | 2320 | 0 | 0.002 | -0.004
2330 | 0.2 | -0.28 | 0.56 | 2330 | 0 | 0.002 | -0.004
2340 | 0.2 | -0.277 | 0.554 | 2340 | 0 | 0.003 | -0.006
2350 | 0.2 | -0.276 | 0.552 | 2350 | 0 | 0.001 | -0.002
2360 | 0.2 | -0.272 | 0.544 | 2360 | 0 | 0.004 | -0.008
2370 | 0.2 | -0.27 | 0.54 | 2370 | 0 | 0.002 | -0.004
2380 | 0.2 | -0.268 | 0.536 | 2380 | 0 | 0.002 | -0.004
2390 | 0.2 | -0.266 | 0.532 | 2390 | 0 | 0.002 | -0.004
2400 | 0.2 | -0.264 | 0.528 | 2400 | 0 | 0.002 | -0.004
2410 | 0.2 | -0.263 | 0.526 | 2410 | 0 | 0.001 | -0.002
2420 | 0.2 | -0.26 | 0.52 | 2420 | 0 | 0.003 | -0.006
2430 | 0.2 | -0.257 | 0.514 | 2430 | 0 | 0.003 | -0.006
2440 | 0.2 | -0.256 | 0.512 | 2440 | 0 | 0.001 | -0.002
2450 | 0.2 | -0.254 | 0.508 | 2450 | 0 | 0.002 | -0.004
2460 | 0.2 | -0.253 | 0.506 | 2460 | 0 | 0.001 | -0.002
2470 | 0.2 | -0.251 | 0.502 | 2470 | 0 | 0.002 | -0.004
2480 | 0.2 | -0.249 | 0.498 | 2480 | 0 | 0.002 | -0.004
2490 | 0.2 | -0.246 | 0.492 | 2490 | 0 | 0.003 | -0.006
2500 | 0.2 | -0.245 | 0.49 | 2500 | 0 | 0.001 | -0.002
2510 | 0.2 | -0.243 | 0.486 | 2510 | 0 | 0.002 | -0.004
2520 | 0.2 | -0.242 | 0.484 | 2520 | 0 | 0.001 | -0.002
2530 | 0.2 | -0.24 | 0.48 | 2530 | 0 | 0.002 | -0.004
2540 | 0.2 | -0.239 | 0.478 | 2540 | 0 | 0.001 | -0.002
2550 | 0.2 | -0.237 | 0.474 | 2550 | 0 | 0.002 | -0.004
2560 | 0.2 | -0.235 | 0.47 | 2560 | 0 | 0.002 | -0.004
2570 | 0.2 | -0.234 | 0.468 | 2570 | 0 | 0.001 | -0.002
2580 | 0.2 | -0.232 | 0.464 | 2580 | 0 | 0.002 | -0.004
2590 | 0.2 | -0.232 | 0.464 | 2590 | 0 | 0 | 0
2600 | 0.2 | -0.23 | 0.46 | 2600 | 0 | 0.002 | -0.004
2610 | 0.2 | -0.228 | 0.456 | 2610 | 0 | 0.002 | -0.004
2620 | 0.2 | -0.226 | 0.452 | 2620 | 0 | 0.002 | -0.004
2630 | 0.2 | -0.225 | 0.45 | 2630 | 0 | 0.001 | -0.002
2640 | 0.2 | -0.224 | 0.448 | 2640 | 0 | 0.001 | -0.002
2650 | 0.2 | -0.223 | 0.446 | 2650 | 0 | 0.001 | -0.002
2660 | 0.2 | -0.221 | 0.442 | 2660 | 0 | 0.002 | -0.004
2670 | 0.2 | -0.22 | 0.44 | 2670 | 0 | 0.001 | -0.002
2680 | 0.2 | -0.218 | 0.436 | 2680 | 0 | 0.002 | -0.004
2690 | 0.2 | -0.218 | 0.436 | 2690 | 0 | 0 | 0
2700 | 0.2 | -0.216 | 0.432 | 2700 | 0 | 0.002 | -0.004
2710 | 0.2 | -0.215 | 0.43 | 2710 | 0 | 0.001 | -0.002
2720 | 0.2 | -0.214 | 0.428 | 2720 | 0 | 0.001 | -0.002
2730 | 0.2 | -0.212 | 0.424 | 2730 | 0 | 0.002 | -0.004
2740 | 0.2 | -0.212 | 0.424 | 2740 | 0 | 0 | 0
2750 | 0.2 | -0.211 | 0.422 | 2750 | 0 | 0.001 | -0.002
2760 | 0.2 | -0.21 | 0.42 | 2760 | 0 | 0.001 | -0.002
2770 | 0.2 | -0.208 | 0.416 | 2770 | 0 | 0.002 | -0.004
2780 | 0.2 | -0.208 | 0.416 | 2780 | 0 | 0 | 0
2790 | 0.2 | -0.206 | 0.412 | 2790 | 0 | 0.002 | -0.004
2800 | 0.2 | -0.205 | 0.41 | 2800 | 0 | 0.001 | -0.002
2810 | 0.2 | -0.204 | 0.408 | 2810 | 0 | 0.001 | -0.002
2820 | 0.2 | -0.203 | 0.406 | 2820 | 0 | 0.001 | -0.002
2830 | 0.2 | -0.202 | 0.404 | 2830 | 0 | 0.001 | -0.002
2840 | 0.2 | -0.201 | 0.402 | 2840 | 0 | 0.001 | -0.002
2850 | 0.2 | -0.2 | 0.4 | 2850 | 0 | 0.001 | -0.002
2860 | 0.2 | -0.199 | 0.398 | 2860 | 0 | 0.001 | -0.002
2870 | 0.2 | -0.197 | 0.394 | 2870 | 0 | 0.002 | -0.004
2880 | 0.2 | -0.197 | 0.394 | 2880 | 0 | 0 | 0
2890 | 0.2 | -0.196 | 0.392 | 2890 | 0 | 0.001 | -0.002
2900 | 0.2 | -0.195 | 0.39 | 2900 | 0 | 0.001 | -0.002
2910 | 0.2 | -0.194 | 0.388 | 2910 | 0 | 0.001 | -0.002
2920 | 0.2 | -0.194 | 0.388 | 2920 | 0 | 0 | 0
2930 | 0.2 | -0.192 | 0.384 | 2930 | 0 | 0.002 | -0.004
2940 | 0.2 | -0.192 | 0.384 | 2940 | 0 | 0 | 0
2950 | 0.2 | -0.191 | 0.382 | 2950 | 0 | 0.001 | -0.002
2960 | 0.2 | -0.189 | 0.378 | 2960 | 0 | 0.002 | -0.004
2970 | 0.2 | -0.189 | 0.378 | 2970 | 0 | 0 | 0
2980 | 0.2 | -0.188 | 0.376 | 2980 | 0 | 0.001 | -0.002
2990 | 0.2 | -0.187 | 0.374 | 2990 | 0 | 0.001 | -0.002
3000 | 0.2 | -0.187 | 0.374 | 3000 | 0 | 0 | 0
3010 | 0.2 | -0.187 | 0.374 | 3010 | 0 | 0 | 0
3020 | 0.2 | -0.186 | 0.372 | 3020 | 0 | 0.001 | -0.002
3030 | 0.2 | -0.184 | 0.368 | 3030 | 0 | 0.002 | -0.004
3040 | 0.2 | -0.183 | 0.366 | 3040 | 0 | 0.001 | -0.002
3050 | 0.2 | -0.184 | 0.368 | 3050 | 0 | -0.001 | 0.002
3060 | 0.2 | -0.183 | 0.366 | 3060 | 0 | 0.001 | -0.002
3070 | 0.2 | -0.182 | 0.364 | 3070 | 0 | 0.001 | -0.002
3080 | 0.2 | -0.181 | 0.362 | 3080 | 0 | 0.001 | -0.002
3090 | 0.2 | -0.18 | 0.36 | 3090 | 0 | 0.001 | -0.002
3100 | 0.2 | -0.179 | 0.358 | 3100 | 0 | 0.001 | -0.002
3110 | 0.2 | -0.178 | 0.356 | 3110 | 0 | 0.001 | -0.002
3120 | 0.2 | -0.178 | 0.356 | 3120 | 0 | 0 | 0
3130 | 0.2 | -0.177 | 0.354 | 3130 | 0 | 0.001 | -0.002
3140 | 0.2 | -0.177 | 0.354 | 3140 | 0 | 0 | 0
3150 | 0.2 | -0.175 | 0.35 | 3150 | 0 | 0.002 | -0.004
3160 | 0.2 | -0.175 | 0.35 | 3160 | 0 | 0 | 0
3170 | 0.2 | -0.174 | 0.348 | 3170 | 0 | 0.001 | -0.002
3180 | 0.2 | -0.173 | 0.346 | 3180 | 0 | 0.001 | -0.002
3190 | 0.2 | -0.173 | 0.346 | 3190 | 0 | 0 | 0
3200 | 0.2 | -0.173 | 0.346 | 3200 | 0 | 0 | 0
3210 | 0.2 | -0.171 | 0.342 | 3210 | 0 | 0.002 | -0.004
3220 | 0.2 | -0.171 | 0.342 | 3220 | 0 | 0 | 0
3230 | 0.2 | -0.17 | 0.34 | 3230 | 0 | 0.001 | -0.002
3240 | 0.2 | -0.17 | 0.34 | 3240 | 0 | 0 | 0
3250 | 0.2 | -0.169 | 0.338 | 3250 | 0 | 0.001 | -0.002
3260 | 0.2 | -0.169 | 0.338 | 3260 | 0 | 0 | 0
3270 | 0.2 | -0.169 | 0.338 | 3270 | 0 | 0 | 0
3280 | 0.2 | -0.168 | 0.336 | 3280 | 0 | 0.001 | -0.002
3290 | 0.2 | -0.168 | 0.336 | 3290 | 0 | 0 | 0
3300 | 0.2 | -0.166 | 0.332 | 3300 | 0 | 0.002 | -0.004
3310 | 0.2 | -0.166 | 0.332 | 3310 | 0 | 0 | 0
3320 | 0.2 | -0.165 | 0.33 | 3320 | 0 | 0.001 | -0.002
3330 | 0.2 | -0.164 | 0.328 | 3330 | 0 | 0.001 | -0.002
3340 | 0.2 | -0.164 | 0.328 | 3340 | 0 | 0 | 0
3350 | 0.2 | -0.164 | 0.328 | 3350 | 0 | 0 | 0
3360 | 0.2 | -0.164 | 0.328 | 3360 | 0 | 0 | 0
3370 | 0.2 | -0.163 | 0.326 | 3370 | 0 | 0.001 | -0.002
3380 | 0.2 | -0.163 | 0.326 | 3380 | 0 | 0 | 0
3390 | 0.2 | -0.162 | 0.324 | 3390 | 0 | 0.001 | -0.002
3400 | 0.2 | -0.161 | 0.322 | 3400 | 0 | 0.001 | -0.002
3410 | 0.2 | -0.161 | 0.322 | 3410 | 0 | 0 | 0
3420 | 0.2 | -0.16 | 0.32 | 3420 | 0 | 0.001 | -0.002
3430 | 0.2 | -0.159 | 0.318 | 3430 | 0 | 0.001 | -0.002
3440 | 0.2 | -0.158 | 0.316 | 3440 | 0 | 0.001 | -0.002
3450 | 0.2 | -0.159 | 0.318 | 3450 | 0 | -0.001 | 0.002
3460 | 0.2 | -0.158 | 0.316 | 3460 | 0 | 0.001 | -0.002
3470 | 0.2 | -0.157 | 0.314 | 3470 | 0 | 0.001 | -0.002
3480 | 0.2 | -0.157 | 0.314 | 3480 | 0 | 0 | 0
3490 | 0.2 | -0.157 | 0.314 | 3490 | 0 | 0 | 0
3500 | 0.2 | -0.156 | 0.312 | 3500 | 0 | 0.001 | -0.002
Low concentration |  |  |  | Low concentration
"PER" | Metrosonics SO2, ppm | Milram | Mil-Ram SO2,ppm | "PER"
0 | 0 | 0 | 0 | 0
10 | 0.2 | -0.156 | 0.312 | 10
20 | 3.2 | -0.142 | 0.284 | 20
30 | 7.2 | -0.266 | 0.532 | 30
40 | 7.2 | -0.814 | 1.628 | 40
50 | 7.4 | -1.345 | 2.69 | 50
60 | 7.4 | -1.795 | 3.59 | 60
70 | 7.4 | -2.173 | 4.346 | 70
80 | 7.4 | -2.478 | 4.956 | 80
90 | 7.4 | -2.717 | 5.434 | 90
100 | 7.6 | -2.899 | 5.798 | 100
110 | 7.6 | -3.038 | 6.076 | 110
120 | 7.6 | -3.145 | 6.29 | 120
130 | 7.6 | -3.226 | 6.452 | 130
140 | 7.6 | -3.29 | 6.58 | 140
150 | 7.6 | -3.341 | 6.682 | 150
160 | 7.6 | -3.382 | 6.764 | 160
170 | 7.6 | -3.416 | 6.832 | 170
180 | 7.6 | -3.443 | 6.886 | 180
190 | 7.6 | -3.467 | 6.934 | 190
200 | 7.6 | -3.489 | 6.978 | 200
210 | 7.6 | -3.508 | 7.016 | 210
220 | 7.6 | -3.522 | 7.044 | 220
230 | 7.6 | -3.538 | 7.076 | 230
240 | 7.6 | -3.551 | 7.102 | 240
250 | 7.6 | -3.564 | 7.128 | 250
260 | 7.6 | -3.573 | 7.146 | 260
270 | 7.6 | -3.585 | 7.17 | 270
280 | 7.6 | -3.595 | 7.19 | 280
290 | 7.6 | -3.601 | 7.202 | 290
300 | 7.6 | -3.611 | 7.222 | 300
310 | 7.6 | -3.619 | 7.238 | 310
320 | 7.6 | -3.625 | 7.25 | 320
330 | 7.8 | -3.633 | 7.266 | 330
340 | 7.6 | -3.64 | 7.28 | 340
350 | 7.6 | -3.647 | 7.294 | 350
360 | 7.8 | -3.653 | 7.306 | 360
370 | 7.6 | -3.658 | 7.316 | 370
380 | 7.6 | -3.663 | 7.326 | 380
390 | 7.6 | -3.668 | 7.336 | 390
400 | 7.6 | -3.673 | 7.346 | 400
410 | 7.8 | -3.678 | 7.356 | 410
420 | 7.6 | -3.681 | 7.362 | 420
430 | 7.8 | -3.685 | 7.37 | 430
440 | 7.8 | -3.69 | 7.38 | 440
450 | 7.6 | -3.694 | 7.388 | 450
460 | 7.6 | -3.698 | 7.396 | 460
470 | 7.8 | -3.701 | 7.402 | 470
480 | 7.8 | -3.704 | 7.408 | 480
490 | 7.8 | -3.707 | 7.414 | 490
500 | 7.6 | -3.71 | 7.42 | 500
510 | 7.8 | -3.713 | 7.426 | 510
520 | 7.8 | -3.716 | 7.432 | 520
530 | 7.8 | -3.718 | 7.436 | 530
540 | 7.8 | -3.722 | 7.444 | 540
550 | 7.8 | -3.725 | 7.45 | 550
560 | 7.8 | -3.729 | 7.458 | 560
570 | 7.8 | -3.731 | 7.462 | 570
580 | 7.8 | -3.734 | 7.468 | 580
590 | 7.8 | -3.736 | 7.472 | 590
600 | 7.8 | -3.739 | 7.478 | 600
610 | 7.8 | -3.74 | 7.48 | 610
620 | 7.8 | -3.743 | 7.486 | 620
630 | 7.8 | -3.746 | 7.492 | 630
640 | 7.8 | -3.746 | 7.492 | 640
650 | 7.8 | -3.749 | 7.498 | 650
660 | 7.8 | -3.752 | 7.504 | 660
670 | 7.8 | -3.753 | 7.506 | 670
680 | 7.8 | -3.755 | 7.51 | 680
690 | 7.8 | -3.758 | 7.516 | 690
700 | 7.8 | -3.759 | 7.518 | 700
710 | 7.8 | -3.761 | 7.522 | 710
720 | 7.8 | -3.763 | 7.526 | 720
730 | 7.8 | -3.765 | 7.53 | 730
740 | 7.8 | -3.766 | 7.532 | 740
750 | 7.8 | -3.767 | 7.534 | 750
760 | 7.8 | -3.771 | 7.542 | 760
770 | 7.8 | -3.772 | 7.544 | 770
780 | 7.8 | -3.774 | 7.548 | 780
790 | 7.8 | -3.774 | 7.548 | 790
800 | 7.8 | -3.777 | 7.554 | 800
810 | 5 | -3.779 | 7.558 | 810
820 | 0.8 | -3.106 | 6.212 | 820
830 | 0.6 | -2.143 | 4.286 | 830
840 | 0.6 | -1.592 | 3.184 | 840
850 | 0.6 | -1.277 | 2.554 | 850
860 | 0.4 | -1.085 | 2.17 | 860
870 | 0.4 | -0.957 | 1.914 | 870
880 | 0.4 | -0.862 | 1.724 | 880
890 | 0.4 | -0.789 | 1.578 | 890
900 | 0.4 | -0.73 | 1.46 | 900
910 | 0.4 | -0.683 | 1.366 | 910
920 | 0.4 | -0.644 | 1.288 | 920
930 | 0.4 | -0.61 | 1.22 | 930
940 | 0.4 | -0.58 | 1.16 | 940
950 | 0.4 | -0.555 | 1.11 | 950
960 | 0.4 | -0.533 | 1.066 | 960
970 | 0.4 | -0.512 | 1.024 | 970
980 | 0.4 | -0.494 | 0.988 | 980
990 | 0.4 | -0.477 | 0.954 | 990
1000 | 0.4 | -0.464 | 0.928 | 1000
1010 | 0.2 | -0.45 | 0.9 | 1010
1020 | 0.2 | -0.438 | 0.876 | 1020
1030 | 0.2 | -0.427 | 0.854 | 1030
1040 | 0.2 | -0.414 | 0.828 | 1040
1050 | 0.2 | -0.406 | 0.812 | 1050
1060 | 0.2 | -0.396 | 0.792 | 1060
1070 | 0.2 | -0.386 | 0.772 | 1070
1080 | 0.2 | -0.379 | 0.758 | 1080
1090 | 0.2 | -0.371 | 0.742 | 1090
1100 | 0.2 | -0.364 | 0.728 | 1100
1110 | 0.2 | -0.357 | 0.714 | 1110
1120 | 0.2 | -0.35 | 0.7 | 1120
1130 | 0.2 | -0.344 | 0.688 | 1130
1140 | 0.2 | -0.337 | 0.674 | 1140
1150 | 0.2 | -0.332 | 0.664 | 1150
1160 | 0.2 | -0.327 | 0.654 | 1160
1170 | 0.2 | -0.322 | 0.644 | 1170
1180 | 0.2 | -0.317 | 0.634 | 1180
1190 | 0.2 | -0.312 | 0.624 | 1190
1200 | 0.2 | -0.307 | 0.614 | 1200
1210 | 0.2 | -0.303 | 0.606 | 1210
1220 | 0.2 | -0.298 | 0.596 | 1220
1230 | 0.2 | -0.294 | 0.588 | 1230
1240 | 0.2 | -0.291 | 0.582 | 1240
1250 | 0.2 | -0.286 | 0.572 | 1250
1260 | 0.2 | -0.283 | 0.566 | 1260
1270 | 0.2 | -0.28 | 0.56 | 1270
1280 | 0.2 | -0.275 | 0.55 | 1280
1290 | 0.2 | -0.272 | 0.544 | 1290
1300 | 0.2 | -0.269 | 0.538 | 1300
1310 | 0.2 | -0.266 | 0.532 | 1310
1320 | 0.2 | -0.263 | 0.526 | 1320
1330 | 0.2 | -0.259 | 0.518 | 1330
1340 | 0.2 | -0.258 | 0.516 | 1340
1350 | 0.2 | -0.254 | 0.508 | 1350
1360 | 0.2 | -0.252 | 0.504 | 1360
1370 | 0.2 | -0.25 | 0.5 | 1370
1380 | 0.2 | -0.247 | 0.494 | 1380
1390 | 0.2 | -0.244 | 0.488 | 1390
1400 | 0.2 | -0.242 | 0.484 | 1400
1410 | 0.2 | -0.24 | 0.48 | 1410
1420 | 0.2 | -0.238 | 0.476 | 1420
1430 | 0.2 | -0.235 | 0.47 | 1430
1440 | 0.2 | -0.233 | 0.466 | 1440
1450 | 0.2 | -0.232 | 0.464 | 1450
1460 | 0.2 | -0.23 | 0.46 | 1460
1470 | 0.2 | -0.227 | 0.454 | 1470
1480 | 0.2 | -0.226 | 0.452 | 1480
1490 | 0.2 | -0.224 | 0.448 | 1490
1500 | 0.2 | -0.222 | 0.444 | 1500
1510 | 0.2 | -0.22 | 0.44 | 1510
1520 | 0.2 | -0.218 | 0.436 | 1520
1530 | 0.2 | -0.217 | 0.434 | 1530
1540 | 0.2 | -0.215 | 0.43 | 1540
1550 | 0.2 | -0.213 | 0.426 | 1550
1560 | 0.2 | -0.213 | 0.426 | 1560
1570 | 0.2 | -0.211 | 0.422 | 1570
1580 | 0.2 | -0.209 | 0.418 | 1580
1590 | 0.2 | -0.208 | 0.416 | 1590
1600 | 0.2 | -0.206 | 0.412 | 1600
1610 | 0.2 | -0.205 | 0.41 | 1610
1620 | 0.2 | -0.203 | 0.406 | 1620
1630 | 0.2 | -0.203 | 0.406 | 1630
1640 | 0.2 | -0.202 | 0.404 | 1640
1650 | 0.2 | -0.2 | 0.4 | 1650
1660 | 0.2 | -0.198 | 0.396 | 1660
1670 | 0.2 | -0.197 | 0.394 | 1670
1680 | 0.2 | -0.197 | 0.394 | 1680
1690 | 0.2 | -0.196 | 0.392 | 1690

## Answer Report 3
Microsoft Excel 8.0 Answer Report
Worksheet: [digital filter 3 trial - comb 2]DIGFIL3B
Report Created: 11/2/2000 4:01:35 PM
Target Cell (Min)
| Cell | Name | Original Value | Final Value
| $L$22 | sumsq | 41.2214 | 36.0594
Adjustable Cells
| Cell | Name | Original Value | Final Value
| $L$6 | alpha1 | 1.5704 | 1.566
| $L$7 | alpha2 | -0.58951 | -0.58226
| $L$8 | beta1 | 0.29557 | 0.31573
| $L$9 | beta2 | -0.26943 | -0.29951
| $L$10 | gain2 | 0.97329 | 0.9981
Constraints
| Cell | Name | Cell Value | Formula | Status | Slack
| $L$13 | "14:18:02" | 0.99995 | $L$13<=1 | Not Binding | 4.5665e-05

## Sensitivity Report 2
Microsoft Excel 8.0 Sensitivity Report
Worksheet: [digital filter 3 trial - comb 2]DIGFIL3B
Report Created: 11/2/2000 4:01:38 PM
Adjustable Cells
|  |  | Final | Reduced
| Cell | Name | Value | Gradient
| $L$6 | alpha1 | 1.566 | 0
| $L$7 | alpha2 | -0.58226 | 0
| $L$8 | beta1 | 0.31573 | 0
| $L$9 | beta2 | -0.29951 | 0
| $L$10 | gain2 | 0.9981 | 0
Constraints
|  |  | Final | Lagrange
| Cell | Name | Value | Multiplier
| $L$13 | "14:18:02" | 0.99995 | 0

## Dilution_vent
|  |  |  | "Time" (sec) | "Time" (Min) | G, mg/s | Milram |  | C(t) mg/m3 | C(t) ppm | Model parameters
|  |  |  | 0 | 0 | 0 | 0 | 0 | 0 | 0 | alpha | 0.9675
|  |  |  | 60 | 1 | 0 | -0.127 |  | 0 | 0 | beta | 0.032498
|  |  |  | 120 | 2 | 0 | -0.126 |  | 0 | 0 | Gain = m/Q | 12.0986
|  |  |  | 180 | 3 | 0 | -0.126 |  | 0 | 0 | Time constant (s) | 1816.1143
|  |  |  | 240 | 4 | 0 | -0.126 |  | 0 | 0 | Flow rate (m3/s) | 0.082654
|  |  |  | 300 | 5 | 0 | -0.117 |  | 0 | 0
| cuft/m3 | m3 | Cuft | 360 | 6 | 0 | -0.362 |  | 0 | 0 | Inputs:
| 35.3147 | 150 | 5297.2 | 420 | 7 | 0 | -1.383 |  | 0 | 0 | Room volume (CuFt) | 5297
| 1ppm= | 4.2601 | mg/m3 | 480 | 8 | 0 | -2.444 |  | 0 | 0 | Timestep (s) | 60
|  |  |  | 540 | 9 | 0 | -3.428 |  | 0 | 0 | Mixing factor | 1
|  |  |  | 600 | 10 | 0 | -4.209 |  | 0 | 0 | Volume Flow (CFM) | 175
|  |  |  | 660 | 11 | 0 | -4.774 |  | 0 | 0 | Inlet Conc (mg/m3) | 0
G (mg/min) | hrs | total_time | G (mg/s) | 720 | 12 | 0 | -5.176 |  | 0 | 0 | Rand_input (mg/s) | 0
0 | 0.5 | 30 | 0 | 780 | 13 | 0 | -5.459 |  | 0 | 0 | P_event | 0
800 | 2.5 | 180 | 13.3333 | 840 | 14 | 0 | -5.663 |  | 0 | 0
0 | 2 | 300 | 0 | 900 | 15 | 0 | -5.817 |  | 0 | 0
833.33 | 1 | 360 | 13.8888 | 960 | 16 | 0 | -5.934 |  | 0 | 0
0 | 2 | 480 | 0 | 1020 | 17 | 0 | -6.026 |  | 0 | 0
|  |  |  | 1080 | 18 | 0 | -6.104 |  | 0 | 0
|  |  |  | 1140 | 19 | 0 | -6.171 |  | 0 | 0
|  |  |  | 1200 | 20 | 0 | -6.229 |  | 0 | 0
|  |  |  | 1260 | 21 | 0 | -6.28 |  | 0 | 0
|  |  |  | 1320 | 22 | 0 | -6.326 |  | 0 | 0
|  |  |  | 1380 | 23 | 0 | -6.37 |  | 0 | 0
|  |  |  | 1440 | 24 | 0 | -6.407 |  | 0 | 0
|  |  |  | 1500 | 25 | 0 | -6.443 |  | 0 | 0
|  |  |  | 1560 | 26 | 0 | -6.474 |  | 0 | 0
|  |  |  | 1620 | 27 | 0 | -6.504 |  | 0 | 0
|  |  |  | 1680 | 28 | 0 | -6.532 |  | 0 | 0
|  |  |  | 1740 | 29 | 0 | -6.56 |  | 0 | 0
|  |  |  | 1800 | 30 | 0 | -6.584 |  | 0 | 0
|  |  |  | 1860 | 31 | 13.3333 | -6.606 |  | 0 | 0
|  |  |  | 1920 | 32 | 13.3333 | -6.628 |  | 5.2424 | 1.2306
|  |  |  | 1980 | 33 | 13.3333 | -6.648 |  | 10.3143 | 2.4211
|  |  |  | 2040 | 34 | 13.3333 | -6.667 |  | 15.2215 | 3.573
|  |  |  | 2100 | 35 | 13.3333 | -6.684 |  | 19.9692 | 4.6875
|  |  |  | 2160 | 36 | 13.3333 | -6.701 |  | 24.5626 | 5.7657
|  |  |  | 2220 | 37 | 13.3333 | -6.717 |  | 29.0067 | 6.8089
|  |  |  | 2280 | 38 | 13.3333 | -6.733 |  | 33.3064 | 7.8182
|  |  |  | 2340 | 39 | 13.3333 | -6.747 |  | 37.4664 | 8.7947
|  |  |  | 2400 | 40 | 13.3333 | -6.761 |  | 41.4911 | 9.7395
|  |  |  | 2460 | 41 | 13.3333 | -6.775 |  | 45.3851 | 10.6535
|  |  |  | 2520 | 42 | 13.3333 | -6.786 |  | 49.1526 | 11.5379
|  |  |  | 2580 | 43 | 13.3333 | -6.799 |  | 52.7976 | 12.3935
|  |  |  | 2640 | 44 | 13.3333 | -6.811 |  | 56.3241 | 13.2213
|  |  |  | 2700 | 45 | 13.3333 | -6.82 |  | 59.7361 | 14.0222
|  |  |  | 2760 | 46 | 13.3333 | -6.832 |  | 63.0371 | 14.7971
|  |  |  | 2820 | 47 | 13.3333 | -6.841 |  | 66.2309 | 15.5468
|  |  |  | 2880 | 48 | 13.3333 | -6.851 |  | 69.3209 | 16.2721
|  |  |  | 2940 | 49 | 13.3333 | -6.863 |  | 72.3105 | 16.9739
|  |  |  | 3000 | 50 | 13.3333 | -6.872 |  | 75.2029 | 17.6528
|  |  |  | 3060 | 51 | 13.3333 | -6.882 |  | 78.0013 | 18.3097
|  |  |  | 3120 | 52 | 13.3333 | -6.89 |  | 80.7088 | 18.9453
|  |  |  | 3180 | 53 | 13.3333 | -6.9 |  | 83.3283 | 19.5602
|  |  |  | 3240 | 54 | 13.3333 | -6.908 |  | 85.8627 | 20.1551
|  |  |  | 3300 | 55 | 13.3333 | -6.917 |  | 88.3147 | 20.7307
|  |  |  | 3360 | 56 | 13.3333 | -6.924 |  | 90.687 | 21.2875
|  |  |  | 3420 | 57 | 13.3333 | -6.931 |  | 92.9822 | 21.8263
|  |  |  | 3480 | 58 | 13.3333 | -6.939 |  | 95.2029 | 22.3476
|  |  |  | 3540 | 59 | 13.3333 | -6.947 |  | 97.3513 | 22.8519
|  |  |  | 3600 | 60 | 13.3333 | -6.953 |  | 99.43 | 23.3398
|  |  |  | 3660 | 61 | 13.3333 | -6.96 |  | 101.4411 | 23.8119
|  |  |  | 3720 | 62 | 13.3333 | -6.966 |  | 103.3868 | 24.2686
|  |  |  | 3780 | 63 | 13.3333 | -6.972 |  | 105.2693 | 24.7105
|  |  |  | 3840 | 64 | 13.3333 | -6.979 |  | 107.0907 | 25.1381
|  |  |  | 3900 | 65 | 13.3333 | -6.985 |  | 108.8528 | 25.5517
|  |  |  | 3960 | 66 | 13.3333 | -6.99 |  | 110.5577 | 25.9519
|  |  |  | 4020 | 67 | 13.3333 | -6.996 |  | 112.2071 | 26.3391
|  |  |  | 4080 | 68 | 13.3333 | -6.999 |  | 113.803 | 26.7137
|  |  |  | 4140 | 69 | 13.3333 | -7.004 |  | 115.347 | 27.0761
|  |  |  | 4200 | 70 | 13.3333 | -7.008 |  | 116.8408 | 27.4268
|  |  |  | 4260 | 71 | 13.3333 | -7.013 |  | 118.2861 | 27.766
|  |  |  | 4320 | 72 | 13.3333 | -7.017 |  | 119.6844 | 28.0943
|  |  |  | 4380 | 73 | 13.3333 | -7.022 |  | 121.0373 | 28.4118
|  |  |  | 4440 | 74 | 13.3333 | -7.027 |  | 122.3462 | 28.7191
|  |  |  | 4500 | 75 | 13.3333 | -7.031 |  | 123.6126 | 29.0164
|  |  |  | 4560 | 76 | 13.3333 | -7.035 |  | 124.8378 | 29.304
|  |  |  | 4620 | 77 | 13.3333 | -7.038 |  | 126.0232 | 29.5822
|  |  |  | 4680 | 78 | 13.3333 | -7.043 |  | 127.1701 | 29.8514
|  |  |  | 4740 | 79 | 13.3333 | -7.047 |  | 128.2797 | 30.1119
|  |  |  | 4800 | 80 | 13.3333 | -7.051 |  | 129.3532 | 30.3639
|  |  |  | 4860 | 81 | 13.3333 | -7.055 |  | 130.3919 | 30.6077
|  |  |  | 4920 | 82 | 13.3333 | -7.059 |  | 131.3968 | 30.8436
|  |  |  | 4980 | 83 | 13.3333 | -7.062 |  | 132.369 | 31.0718
|  |  |  | 5040 | 84 | 13.3333 | -7.067 |  | 133.3097 | 31.2926
|  |  |  | 5100 | 85 | 13.3333 | -7.07 |  | 134.2198 | 31.5063
|  |  |  | 5160 | 86 | 13.3333 | -7.074 |  | 135.1003 | 31.7129
|  |  |  | 5220 | 87 | 13.3333 | -7.078 |  | 135.9522 | 31.9129
|  |  |  | 5280 | 88 | 13.3333 | -7.081 |  | 136.7764 | 32.1064
|  |  |  | 5340 | 89 | 13.3333 | -7.084 |  | 137.5738 | 32.2936
|  |  |  | 5400 | 90 | 13.3333 | -7.087 |  | 138.3453 | 32.4747
|  |  |  | 5460 | 91 | 13.3333 | -7.092 |  | 139.0918 | 32.6499
|  |  |  | 5520 | 92 | 13.3333 | -7.095 |  | 139.8139 | 32.8194
|  |  |  | 5580 | 93 | 13.3333 | -7.098 |  | 140.5126 | 32.9834
|  |  |  | 5640 | 94 | 13.3333 | -7.1 |  | 141.1886 | 33.1421
|  |  |  | 5700 | 95 | 13.3333 | -7.103 |  | 141.8427 | 33.2956
|  |  |  | 5760 | 96 | 13.3333 | -7.105 |  | 142.4755 | 33.4442
|  |  |  | 5820 | 97 | 13.3333 | -7.108 |  | 143.0877 | 33.5879
|  |  |  | 5880 | 98 | 13.3333 | -7.111 |  | 143.68 | 33.7269
|  |  |  | 5940 | 99 | 13.3333 | -7.114 |  | 144.2531 | 33.8614
|  |  |  | 6000 | 100 | 13.3333 | -7.118 |  | 144.8075 | 33.9916
|  |  |  | 6060 | 101 | 13.3333 | -7.118 |  | 145.3439 | 34.1175
|  |  |  | 6120 | 102 | 13.3333 | -7.121 |  | 145.8629 | 34.2393
|  |  |  | 6180 | 103 | 13.3333 | -7.123 |  | 146.3651 | 34.3572
|  |  |  | 6240 | 104 | 13.3333 | -7.127 |  | 146.8509 | 34.4712
|  |  |  | 6300 | 105 | 13.3333 | -7.128 |  | 147.3209 | 34.5816
|  |  |  | 6360 | 106 | 13.3333 | -7.13 |  | 147.7756 | 34.6883
|  |  |  | 6420 | 107 | 13.3333 | -7.133 |  | 148.2156 | 34.7916
|  |  |  | 6480 | 108 | 13.3333 | -7.136 |  | 148.6413 | 34.8915
|  |  |  | 6540 | 109 | 13.3333 | -7.137 |  | 149.0531 | 34.9882
|  |  |  | 6600 | 110 | 13.3333 | -7.14 |  | 149.4516 | 35.0817
|  |  |  | 6660 | 111 | 13.3333 | -7.141 |  | 149.8371 | 35.1722
|  |  |  | 6720 | 112 | 13.3333 | -7.143 |  | 150.2101 | 35.2598
|  |  |  | 6780 | 113 | 13.3333 | -7.147 |  | 150.5709 | 35.3445
|  |  |  | 6840 | 114 | 13.3333 | -7.147 |  | 150.9201 | 35.4264
|  |  |  | 6900 | 115 | 13.3333 | -7.149 |  | 151.2578 | 35.5057
|  |  |  | 6960 | 116 | 13.3333 | -7.15 |  | 151.5846 | 35.5824
|  |  |  | 7020 | 117 | 13.3333 | -7.151 |  | 151.9008 | 35.6566
|  |  |  | 7080 | 118 | 13.3333 | -7.152 |  | 152.2067 | 35.7284
|  |  |  | 7140 | 119 | 13.3333 | -7.154 |  | 152.5027 | 35.7979
|  |  |  | 7200 | 120 | 13.3333 | -7.157 |  | 152.7891 | 35.8651
|  |  |  | 7260 | 121 | 13.3333 | -7.158 |  | 153.0661 | 35.9302
|  |  |  | 7320 | 122 | 13.3333 | -7.159 |  | 153.3341 | 35.9931
|  |  |  | 7380 | 123 | 13.3333 | -7.162 |  | 153.5935 | 36.054
|  |  |  | 7440 | 124 | 13.3333 | -7.165 |  | 153.8444 | 36.1129
|  |  |  | 7500 | 125 | 13.3333 | -7.166 |  | 154.0871 | 36.1698
|  |  |  | 7560 | 126 | 13.3333 | -7.168 |  | 154.322 | 36.225
|  |  |  | 7620 | 127 | 13.3333 | -7.17 |  | 154.5492 | 36.2783
|  |  |  | 7680 | 128 | 13.3333 | -7.172 |  | 154.7691 | 36.3299
|  |  |  | 7740 | 129 | 13.3333 | -7.173 |  | 154.9818 | 36.3798
|  |  |  | 7800 | 130 | 13.3333 | -7.176 |  | 155.1876 | 36.4281
|  |  |  | 7860 | 131 | 13.3333 | -7.178 |  | 155.3867 | 36.4749
|  |  |  | 7920 | 132 | 13.3333 | -7.178 |  | 155.5793 | 36.5201
|  |  |  | 7980 | 133 | 13.3333 | -7.18 |  | 155.7657 | 36.5638
|  |  |  | 8040 | 134 | 13.3333 | -7.182 |  | 155.946 | 36.6062
|  |  |  | 8100 | 135 | 13.3333 | -7.185 |  | 156.1204 | 36.6471
|  |  |  | 8160 | 136 | 13.3333 | -7.187 |  | 156.2892 | 36.6867
|  |  |  | 8220 | 137 | 13.3333 | -7.186 |  | 156.4525 | 36.7251
|  |  |  | 8280 | 138 | 13.3333 | -7.188 |  | 156.6105 | 36.7622
|  |  |  | 8340 | 139 | 13.3333 | -7.189 |  | 156.7634 | 36.798
|  |  |  | 8400 | 140 | 13.3333 | -7.189 |  | 156.9112 | 36.8328
|  |  |  | 8460 | 141 | 13.3333 | -7.192 |  | 157.0543 | 36.8663
|  |  |  | 8520 | 142 | 13.3333 | -7.192 |  | 157.1928 | 36.8988
|  |  |  | 8580 | 143 | 13.3333 | -7.194 |  | 157.3267 | 36.9303
|  |  |  | 8640 | 144 | 13.3333 | -7.195 |  | 157.4563 | 36.9607
|  |  |  | 8700 | 145 | 13.3333 | -7.196 |  | 157.5816 | 36.9901
|  |  |  | 8760 | 146 | 13.3333 | -7.196 |  | 157.7029 | 37.0186
|  |  |  | 8820 | 147 | 13.3333 | -7.199 |  | 157.8203 | 37.0461
|  |  |  | 8880 | 148 | 13.3333 | -7.199 |  | 157.9338 | 37.0728
|  |  |  | 8940 | 149 | 13.3333 | -7.2 |  | 158.0437 | 37.0986
|  |  |  | 9000 | 150 | 13.3333 | -7.201 |  | 158.15 | 37.1235
|  |  |  | 9060 | 151 | 13.3333 | -7.203 |  | 158.2528 | 37.1477
|  |  |  | 9120 | 152 | 13.3333 | -7.203 |  | 158.3523 | 37.171
|  |  |  | 9180 | 153 | 13.3333 | -6.628 |  | 158.4485 | 37.1936
|  |  |  | 9240 | 154 | 13.3333 | -4.472 |  | 158.5417 | 37.2155
|  |  |  | 9300 | 155 | 13.3333 | -3.06 |  | 158.6318 | 37.2366
|  |  |  | 9360 | 156 | 13.3333 | -2.314 |  | 158.7189 | 37.2571
|  |  |  | 9420 | 157 | 13.3333 | -1.889 |  | 158.8033 | 37.2769
|  |  |  | 9480 | 158 | 13.3333 | -1.62 |  | 158.8849 | 37.296
|  |  |  | 9540 | 159 | 13.3333 | -1.433 |  | 158.9638 | 37.3146
|  |  |  | 9600 | 160 | 13.3333 | -1.296 |  | 159.0402 | 37.3325
|  |  |  | 9660 | 161 | 13.3333 | -1.189 |  | 159.1141 | 37.3498
|  |  |  | 9720 | 162 | 13.3333 | -1.101 |  | 159.1856 | 37.3666
|  |  |  | 9780 | 163 | 13.3333 | -1.031 |  | 159.2548 | 37.3829
|  |  |  | 9840 | 164 | 13.3333 | -0.973 |  | 159.3217 | 37.3986
|  |  |  | 9900 | 165 | 13.3333 | -0.922 |  | 159.3864 | 37.4138
|  |  |  | 9960 | 166 | 13.3333 | -0.878 |  | 159.4491 | 37.4285
|  |  |  | 10020 | 167 | 13.3333 | -0.839 |  | 159.5097 | 37.4427 |  |  | 0
|  |  |  | 10080 | 168 | 13.3333 | -0.806 |  | 159.5683 | 37.4565 |  |  | 0
|  |  |  | 10140 | 169 | 13.3333 | -0.775 |  | 159.6251 | 37.4698 |  |  | 0
|  |  |  | 10200 | 170 | 13.3333 | -0.748 |  | 159.68 | 37.4827 |  |  | 0
|  |  |  | 10260 | 171 | 13.3333 | -0.723 |  | 159.7331 | 37.4951 |  |  | 0
|  |  |  | 10320 | 172 | 13.3333 | -0.7 |  | 159.7844 | 37.5072
|  |  |  | 10380 | 173 | 13.3333 | -0.677 |  | 159.8342 | 37.5189 |  |  | 0
|  |  |  | 10440 | 174 | 13.3333 | -0.66 |  | 159.8823 | 37.5302
|  |  |  | 10500 | 175 | 13.3333 | -0.641 |  | 159.9288 | 37.5411
|  |  |  | 10560 | 176 | 13.3333 | -0.624 |  | 159.9738 | 37.5517
|  |  |  | 10620 | 177 | 13.3333 | -0.608 |  | 160.0174 | 37.5619
|  |  |  | 10680 | 178 | 13.3333 | -0.593 |  | 160.0595 | 37.5718
|  |  |  | 10740 | 179 | 13.3333 | -0.578 |  | 160.1003 | 37.5813
|  |  |  | 10800 | 180 | 13.3333 | -0.566 |  | 160.1397 | 37.5906
|  |  |  | 10860 | 181 | 0 | -0.553 |  | 160.1779 | 37.5996
|  |  |  | 10920 | 182 | 0 | -0.541 |  | 154.9725 | 36.3777
|  |  |  | 10980 | 183 | 0 | -0.53 |  | 149.9362 | 35.1955
|  |  |  | 11040 | 184 | 0 | -0.519 |  | 145.0636 | 34.0517
|  |  |  | 11100 | 185 | 0 | -0.509 |  | 140.3494 | 32.9451
|  |  |  | 11160 | 186 | 0 | -0.499 |  | 135.7883 | 31.8744
|  |  |  | 11220 | 187 | 0 | -0.49 |  | 131.3755 | 30.8386
|  |  |  | 11280 | 188 | 0 | -0.48 |  | 127.1061 | 29.8364
|  |  |  | 11340 | 189 | 0 | -0.473 |  | 122.9754 | 28.8668
|  |  |  | 11400 | 190 | 0 | -0.464 |  | 118.979 | 27.9287
|  |  |  | 11460 | 191 | 0 | -0.456 |  | 115.1124 | 27.0211
|  |  |  | 11520 | 192 | 0 | -0.449 |  | 111.3715 | 26.1429
|  |  |  | 11580 | 193 | 0 | -0.443 |  | 107.7522 | 25.2934
|  |  |  | 11640 | 194 | 0 | -0.436 |  | 104.2505 | 24.4714
|  |  |  | 11700 | 195 | 0 | -0.428 |  | 100.8626 | 23.6761
|  |  |  | 11760 | 196 | 0 | -0.422 |  | 97.5848 | 22.9067
|  |  |  | 11820 | 197 | 0 | -0.416 |  | 94.4135 | 22.1623
|  |  |  | 11880 | 198 | 0 | -0.41 |  | 91.3453 | 21.442
|  |  |  | 11940 | 199 | 0 | -0.405 |  | 88.3767 | 20.7452
|  |  |  | 12000 | 200 | 0 | -0.398 |  | 85.5047 | 20.0711
|  |  |  | 12060 | 201 | 0 | -0.393 |  | 82.726 | 19.4188
|  |  |  | 12120 | 202 | 0 | -0.388 |  | 80.0376 | 18.7877
|  |  |  | 12180 | 203 | 0 | -0.383 |  | 77.4365 | 18.1772
|  |  |  | 12240 | 204 | 0 | -0.38 |  | 74.92 | 17.5864
|  |  |  | 12300 | 205 | 0 | -0.374 |  | 72.4853 | 17.0149
|  |  |  | 12360 | 206 | 0 | -0.369 |  | 70.1297 | 16.462
|  |  |  | 12420 | 207 | 0 | -0.364 |  | 67.8506 | 15.927
|  |  |  | 12480 | 208 | 0 | -0.36 |  | 65.6456 | 15.4094
|  |  |  | 12540 | 209 | 0 | -0.356 |  | 63.5123 | 14.9086
|  |  |  | 12600 | 210 | 0 | -0.351 |  | 61.4483 | 14.4241
|  |  |  | 12660 | 211 | 0 | -0.347 |  | 59.4513 | 13.9554
|  |  |  | 12720 | 212 | 0 | -0.345 |  | 57.5193 | 13.5019
|  |  |  | 12780 | 213 | 0 | -0.339 |  | 55.65 | 13.0631
|  |  |  | 12840 | 214 | 0 | -0.336 |  | 53.8415 | 12.6386
|  |  |  | 12900 | 215 | 0 | -0.333 |  | 52.0918 | 12.2278
|  |  |  | 12960 | 216 | 0 | -0.329 |  | 50.3989 | 11.8305
|  |  |  | 13020 | 217 | 0 | -0.324 |  | 48.7611 | 11.446
|  |  |  | 13080 | 218 | 0 | -0.322 |  | 47.1765 | 11.074
|  |  |  | 13140 | 219 | 0 | -0.32 |  | 45.6433 | 10.7141
|  |  |  | 13200 | 220 | 0 | -0.316 |  | 44.16 | 10.366
|  |  |  | 13260 | 221 | 0 | -0.312 |  | 42.7249 | 10.0291
|  |  |  | 13320 | 222 | 0 | -0.31 |  | 41.3365 | 9.7032
|  |  |  | 13380 | 223 | 0 | -0.307 |  | 39.9931 | 9.3878
|  |  |  | 13440 | 224 | 0 | -0.303 |  | 38.6934 | 9.0827
|  |  |  | 13500 | 225 | 0 | -0.3 |  | 37.436 | 8.7876
|  |  |  | 13560 | 226 | 0 | -0.297 |  | 36.2194 | 8.502
|  |  |  | 13620 | 227 | 0 | -0.295 |  | 35.0423 | 8.2257
|  |  |  | 13680 | 228 | 0 | -0.293 |  | 33.9035 | 7.9584
|  |  |  | 13740 | 229 | 0 | -0.29 |  | 32.8017 | 7.6998
|  |  |  | 13800 | 230 | 0 | -0.287 |  | 31.7358 | 7.4495
|  |  |  | 13860 | 231 | 0 | -0.284 |  | 30.7044 | 7.2074
|  |  |  | 13920 | 232 | 0 | -0.282 |  | 29.7066 | 6.9732
|  |  |  | 13980 | 233 | 0 | -0.28 |  | 28.7412 | 6.7466
|  |  |  | 14040 | 234 | 0 | -0.277 |  | 27.8072 | 6.5274
|  |  |  | 14100 | 235 | 0 | -0.276 |  | 26.9035 | 6.3152
|  |  |  | 14160 | 236 | 0 | -0.272 |  | 26.0292 | 6.11
|  |  |  | 14220 | 237 | 0 | -0.27 |  | 25.1833 | 5.9114
|  |  |  | 14280 | 238 | 0 | -0.268 |  | 24.3649 | 5.7193
|  |  |  | 14340 | 239 | 0 | -0.266 |  | 23.5731 | 5.5335
|  |  |  | 14400 | 240 | 0 | -0.264 |  | 22.807 | 5.3536
|  |  |  | 14460 | 241 | 0 | -0.263 |  | 22.0658 | 5.1797
|  |  |  | 14520 | 242 | 0 | -0.26 |  | 21.3488 | 5.0113
|  |  |  | 14580 | 243 | 0 | -0.257 |  | 20.655 | 4.8485
|  |  |  | 14640 | 244 | 0 | -0.256 |  | 19.9837 | 4.6909
|  |  |  | 14700 | 245 | 0 | -0.254 |  | 19.3343 | 4.5385
|  |  |  | 14760 | 246 | 0 | -0.253 |  | 18.706 | 4.391
|  |  |  | 14820 | 247 | 0 | -0.251 |  | 18.0981 | 4.2483
|  |  |  | 14880 | 248 | 0 | -0.249 |  | 17.5099 | 4.1102
|  |  |  | 14940 | 249 | 0 | -0.246 |  | 16.9409 | 3.9766
|  |  |  | 15000 | 250 | 0 | -0.245 |  | 16.3904 | 3.8474
|  |  |  | 15060 | 251 | 0 | -0.243 |  | 15.8577 | 3.7224
|  |  |  | 15120 | 252 | 0 | -0.242 |  | 15.3424 | 3.6014
|  |  |  | 15180 | 253 | 0 | -0.24 |  | 14.8438 | 3.4844
|  |  |  | 15240 | 254 | 0 | -0.239 |  | 14.3614 | 3.3711
|  |  |  | 15300 | 255 | 0 | -0.237 |  | 13.8947 | 3.2616
|  |  |  | 15360 | 256 | 0 | -0.235 |  | 13.4431 | 3.1556
|  |  |  | 15420 | 257 | 0 | -0.234 |  | 13.0062 | 3.053
|  |  |  | 15480 | 258 | 0 | -0.232 |  | 12.5836 | 2.9538
|  |  |  | 15540 | 259 | 0 | -0.232 |  | 12.1746 | 2.8578
|  |  |  | 15600 | 260 | 0 | -0.23 |  | 11.779 | 2.765
|  |  |  | 15660 | 261 | 0 | -0.228 |  | 11.3962 | 2.6751
|  |  |  | 15720 | 262 | 0 | -0.226 |  | 11.0258 | 2.5882
|  |  |  | 15780 | 263 | 0 | -0.225 |  | 10.6675 | 2.5041
|  |  |  | 15840 | 264 | 0 | -0.224 |  | 10.3209 | 2.4227
|  |  |  | 15900 | 265 | 0 | -0.223 |  | 9.9855 | 2.3439
|  |  |  | 15960 | 266 | 0 | -0.221 |  | 9.6609 | 2.2678
|  |  |  | 16020 | 267 | 0 | -0.22 |  | 9.347 | 2.1941
|  |  |  | 16080 | 268 | 0 | -0.218 |  | 9.0432 | 2.1228
|  |  |  | 16140 | 269 | 0 | -0.218 |  | 8.7493 | 2.0538
|  |  |  | 16200 | 270 | 0 | -0.216 |  | 8.465 | 1.987
|  |  |  | 16260 | 271 | 0 | -0.215 |  | 8.1899 | 1.9225
|  |  |  | 16320 | 272 | 0 | -0.214 |  | 7.9238 | 1.86
|  |  |  | 16380 | 273 | 0 | -0.212 |  | 7.6663 | 1.7995
|  |  |  | 16440 | 274 | 0 | -0.212 |  | 7.4171 | 1.7411
|  |  |  | 16500 | 275 | 0 | -0.211 |  | 7.1761 | 1.6845
|  |  |  | 16560 | 276 | 0 | -0.21 |  | 6.9429 | 1.6297
|  |  |  | 16620 | 277 | 0 | -0.208 |  | 6.7172 | 1.5768
|  |  |  | 16680 | 278 | 0 | -0.208 |  | 6.499 | 1.5255
|  |  |  | 16740 | 279 | 0 | -0.206 |  | 6.2877 | 1.476
|  |  |  | 16800 | 280 | 0 | -0.205 |  | 6.0834 | 1.428
|  |  |  | 16860 | 281 | 0 | -0.204 |  | 5.8857 | 1.3816
|  |  |  | 16920 | 282 | 0 | -0.203 |  | 5.6944 | 1.3367
|  |  |  | 16980 | 283 | 0 | -0.202 |  | 5.5094 | 1.2933
|  |  |  | 17040 | 284 | 0 | -0.201 |  | 5.3303 | 1.2512
|  |  |  | 17100 | 285 | 0 | -0.2 |  | 5.1571 | 1.2106
|  |  |  | 17160 | 286 | 0 | -0.199 |  | 4.9895 | 1.1712
|  |  |  | 17220 | 287 | 0 | -0.197 |  | 4.8274 | 1.1332
|  |  |  | 17280 | 288 | 0 | -0.197 |  | 4.6705 | 1.0963
|  |  |  | 17340 | 289 | 0 | -0.196 |  | 4.5187 | 1.0607
|  |  |  | 17400 | 290 | 0 | -0.195 |  | 4.3719 | 1.0262
|  |  |  | 17460 | 291 | 0 | -0.194 |  | 4.2298 | 0.99289
|  |  |  | 17520 | 292 | 0 | -0.194 |  | 4.0923 | 0.96062
|  |  |  | 17580 | 293 | 0 | -0.192 |  | 3.9593 | 0.9294
|  |  |  | 17640 | 294 | 0 | -0.192 |  | 3.8307 | 0.8992
|  |  |  | 17700 | 295 | 0 | -0.191 |  | 3.7062 | 0.86998
|  |  |  | 17760 | 296 | 0 | -0.189 |  | 3.5857 | 0.8417
|  |  |  | 17820 | 297 | 0 | -0.189 |  | 3.4692 | 0.81435
|  |  |  | 17880 | 298 | 0 | -0.188 |  | 3.3565 | 0.78788
|  |  |  | 17940 | 299 | 0 | -0.187 |  | 3.2474 | 0.76228
|  |  |  | 18000 | 300 | 0 | -0.187 |  | 3.1419 | 0.73751
|  |  |  | 18060 | 301 | 13.88 | -0.187 |  | 3.0398 | 0.71354
|  |  |  | 18120 | 302 | 13.88 | -0.186 |  | 8.3983 | 1.9714
|  |  |  | 18180 | 303 | 13.88 | -0.184 |  | 13.5826 | 3.1883
|  |  |  | 18240 | 304 | 13.88 | -0.183 |  | 18.5985 | 4.3658
|  |  |  | 18300 | 305 | 13.88 | -0.184 |  | 23.4514 | 5.5049
|  |  |  | 18360 | 306 | 13.88 | -0.183 |  | 28.1466 | 6.607
|  |  |  | 18420 | 307 | 13.88 | -0.182 |  | 32.6892 | 7.6733
|  |  |  | 18480 | 308 | 13.88 | -0.181 |  | 37.0842 | 8.705
|  |  |  | 18540 | 309 | 13.88 | -0.18 |  | 41.3363 | 9.7031
|  |  |  | 18600 | 310 | 13.88 | -0.179 |  | 45.4503 | 10.6688
|  |  |  | 18660 | 311 | 13.88 | -0.178 |  | 49.4306 | 11.6031
|  |  |  | 18720 | 312 | 13.88 | -0.178 |  | 53.2815 | 12.5071
|  |  |  | 18780 | 313 | 13.88 | -0.177 |  | 57.0073 | 13.3817
|  |  |  | 18840 | 314 | 13.88 | -0.177 |  | 60.612 | 14.2278
|  |  |  | 18900 | 315 | 13.88 | -0.175 |  | 64.0995 | 15.0465
|  |  |  | 18960 | 316 | 13.88 | -0.175 |  | 67.4737 | 15.8385
|  |  |  | 19020 | 317 | 13.88 | -0.174 |  | 70.7383 | 16.6048
|  |  |  | 19080 | 318 | 13.88 | -0.173 |  | 73.8967 | 17.3462
|  |  |  | 19140 | 319 | 13.88 | -0.173 |  | 76.9526 | 18.0636
|  |  |  | 19200 | 320 | 13.88 | -0.173 |  | 79.9091 | 18.7576
|  |  |  | 19260 | 321 | 13.88 | -0.171 |  | 82.7695 | 19.429
|  |  |  | 19320 | 322 | 13.88 | -0.171 |  | 85.537 | 20.0786
|  |  |  | 19380 | 323 | 13.88 | -0.17 |  | 88.2145 | 20.7071
|  |  |  | 19440 | 324 | 13.88 | -0.17 |  | 90.805 | 21.3152
|  |  |  | 19500 | 325 | 13.88 | -0.169 |  | 93.3114 | 21.9036
|  |  |  | 19560 | 326 | 13.88 | -0.169 |  | 95.7363 | 22.4728
|  |  |  | 19620 | 327 | 13.88 | -0.169 |  | 98.0824 | 23.0235
|  |  |  | 19680 | 328 | 13.88 | -0.168 |  | 100.3522 | 23.5563
|  |  |  | 19740 | 329 | 13.88 | -0.168 |  | 102.5483 | 24.0718
|  |  |  | 19800 | 330 | 13.88 | -0.166 |  | 104.673 | 24.5705
|  |  |  | 19860 | 331 | 13.88 | -0.166 |  | 106.7286 | 25.0531
|  |  |  | 19920 | 332 | 13.88 | -0.165 |  | 108.7175 | 25.5199
|  |  |  | 19980 | 333 | 13.88 | -0.164 |  | 110.6417 | 25.9716
|  |  |  | 20040 | 334 | 13.88 | -0.164 |  | 112.5034 | 26.4086
|  |  |  | 20100 | 335 | 13.88 | -0.164 |  | 114.3046 | 26.8314
|  |  |  | 20160 | 336 | 13.88 | -0.164 |  | 116.0473 | 27.2405
|  |  |  | 20220 | 337 | 13.88 | -0.163 |  | 117.7333 | 27.6363
|  |  |  | 20280 | 338 | 13.88 | -0.163 |  | 119.3645 | 28.0192
|  |  |  | 20340 | 339 | 13.88 | -0.162 |  | 120.9427 | 28.3896
|  |  |  | 20400 | 340 | 13.88 | -0.161 |  | 122.4697 | 28.7481
|  |  |  | 20460 | 341 | 13.88 | -0.161 |  | 123.947 | 29.0949
|  |  |  | 20520 | 342 | 13.88 | -0.16 |  | 125.3763 | 29.4304
|  |  |  | 20580 | 343 | 13.88 | -0.159 |  | 126.7591 | 29.755
|  |  |  | 20640 | 344 | 13.88 | -0.158 |  | 128.097 | 30.069
|  |  |  | 20700 | 345 | 13.88 | -0.159 |  | 129.3915 | 30.3729
|  |  |  | 20760 | 346 | 13.88 | -0.158 |  | 130.6438 | 30.6668
|  |  |  | 20820 | 347 | 13.88 | -0.157 |  | 131.8555 | 30.9513
|  |  |  | 20880 | 348 | 13.88 | -0.157 |  | 133.0278 | 31.2264
|  |  |  | 20940 | 349 | 13.88 | -0.157 |  | 134.162 | 31.4927
|  |  |  | 21000 | 350 | 13.88 | -0.156 |  | 135.2593 | 31.7503
|  |  |  | 21060 | 351 | 13.88 | -0.156 |  | 136.321 | 31.9995
|  |  |  | 21120 | 352 | 13.88 | -0.156 |  | 137.3482 | 32.2406
|  |  |  | 21180 | 353 | 13.88 | -0.156 |  | 138.342 | 32.4739
|  |  |  | 21240 | 354 | 13.88 | -0.156 |  | 139.3035 | 32.6996
|  |  |  | 21300 | 355 | 13.88 | -0.156 |  | 140.2337 | 32.9179
|  |  |  | 21360 | 356 | 13.88 | -0.156 |  | 141.1337 | 33.1292
|  |  |  | 21420 | 357 | 13.88 | -0.156 |  | 142.0045 | 33.3336
|  |  |  | 21480 | 358 | 13.88 | -0.156 |  | 142.847 | 33.5314
|  |  |  | 21540 | 359 | 13.88 | -0.156 |  | 143.662 | 33.7227
|  |  |  | 21600 | 360 | 13.88 | -0.156 |  | 144.4507 | 33.9078
|  |  |  | 21660 | 361 | 0 | -0.156 |  | 145.2136 | 34.0869
|  |  |  | 21720 | 362 | 0 | -0.156 |  | 140.4945 | 32.9792
|  |  |  | 21780 | 363 | 0 | -0.156 |  | 135.9287 | 31.9074
|  |  |  | 21840 | 364 | 0 | -0.156 |  | 131.5114 | 30.8705
|  |  |  | 21900 | 365 | 0 | -0.156 |  | 127.2375 | 29.8673
|  |  |  | 21960 | 366 | 0 | -0.156 |  | 123.1026 | 28.8966
|  |  |  | 22020 | 367 | 0 | -0.156 |  | 119.102 | 27.9576
|  |  |  | 22080 | 368 | 0 | -0.156 |  | 115.2315 | 27.049
|  |  |  | 22140 | 369 | 0 | -0.156 |  | 111.4867 | 26.17
|  |  |  | 22200 | 370 | 0 | -0.156 |  | 107.8636 | 25.3195
|  |  |  | 22260 | 371 | 0 | -0.156 |  | 104.3583 | 24.4967
|  |  |  | 22320 | 372 | 0 | -0.156 |  | 100.9669 | 23.7006
|  |  |  | 22380 | 373 | 0 | -0.156 |  | 97.6857 | 22.9304
|  |  |  | 22440 | 374 | 0 | -0.156 |  | 94.5111 | 22.1852
|  |  |  | 22500 | 375 | 0 | -0.156 |  | 91.4397 | 21.4642
|  |  |  | 22560 | 376 | 0 | -0.156 |  | 88.4681 | 20.7667
|  |  |  | 22620 | 377 | 0 | -0.156 |  | 85.5931 | 20.0918
|  |  |  | 22680 | 378 | 0 | -0.156 |  | 82.8115 | 19.4389
|  |  |  | 22740 | 379 | 0 | -0.156 |  | 80.1203 | 18.8071
|  |  |  | 22800 | 380 | 0 | -0.156 |  | 77.5166 | 18.196
|  |  |  | 22860 | 381 | 0 | -0.156 |  | 74.9975 | 17.6046
|  |  |  | 22920 | 382 | 0 | -0.156 |  | 72.5602 | 17.0325
|  |  |  | 22980 | 383 | 0 | -0.156 |  | 70.2022 | 16.479
|  |  |  | 23040 | 384 | 0 | -0.156 |  | 67.9208 | 15.9435
|  |  |  | 23100 | 385 | 0 | -0.156 |  | 65.7135 | 15.4253
|  |  |  | 23160 | 386 | 0 | -0.156 |  | 63.578 | 14.9241
|  |  |  | 23220 | 387 | 0 | -0.156 |  | 61.5118 | 14.4391
|  |  |  | 23280 | 388 | 0 | -0.156 |  | 59.5128 | 13.9698
|  |  |  | 23340 | 389 | 0 | -0.156 |  | 57.5788 | 13.5158
|  |  |  | 23400 | 390 | 0 | -0.156 |  | 55.7076 | 13.0766
|  |  |  | 23460 | 391 | 0 | -0.156 |  | 53.8972 | 12.6516
|  |  |  | 23520 | 392 | 0 | -0.156 |  | 52.1457 | 12.2405
|  |  |  | 23580 | 393 | 0 | -0.156 |  | 50.4511 | 11.8427
|  |  |  | 23640 | 394 | 0 | -0.156 |  | 48.8115 | 11.4578
|  |  |  | 23700 | 395 | 0 | -0.156 |  | 47.2252 | 11.0855
|  |  |  | 23760 | 396 | 0 | -0.156 |  | 45.6905 | 10.7252
|  |  |  | 23820 | 397 | 0 | -0.156 |  | 44.2057 | 10.3767
|  |  |  | 23880 | 398 | 0 | -0.156 |  | 42.7691 | 10.0395
|  |  |  | 23940 | 399 | 0 | -0.156 |  | 41.3792 | 9.7132
|  |  |  | 24000 | 400 | 0 | -0.156 |  | 40.0345 | 9.3975
|  |  |  | 24060 | 401 | 0 | -0.156 |  | 38.7334 | 9.0921
|  |  |  | 24120 | 402 | 0 | -0.156 |  | 37.4747 | 8.7967
|  |  |  | 24180 | 403 | 0 | -0.156 |  | 36.2568 | 8.5108
|  |  |  | 24240 | 404 | 0 | -0.156 |  | 35.0786 | 8.2342
|  |  |  | 24300 | 405 | 0 | -0.156 |  | 33.9386 | 7.9666
|  |  |  | 24360 | 406 | 0 | -0.156 |  | 32.8357 | 7.7077
|  |  |  | 24420 | 407 | 0 | -0.156 |  | 31.7686 | 7.4572
|  |  |  | 24480 | 408 | 0 | -0.156 |  | 30.7362 | 7.2149
|  |  |  | 24540 | 409 | 0 | -0.156 |  | 29.7373 | 6.9804
|  |  |  | 24600 | 410 | 0 | -0.156 |  | 28.7709 | 6.7536
|  |  |  | 24660 | 411 | 0 | -0.156 |  | 27.8359 | 6.5341
|  |  |  | 24720 | 412 | 0 | -0.156 |  | 26.9313 | 6.3218
|  |  |  | 24780 | 413 | 0 | -0.156 |  | 26.0561 | 6.1163
|  |  |  | 24840 | 414 | 0 | -0.156 |  | 25.2093 | 5.9175
|  |  |  | 24900 | 415 | 0 | -0.156 |  | 24.3901 | 5.7252
|  |  |  | 24960 | 416 | 0 | -0.156 |  | 23.5975 | 5.5392
|  |  |  | 25020 | 417 | 0 | -0.156 |  | 22.8306 | 5.3592
|  |  |  | 25080 | 418 | 0 | -0.156 |  | 22.0887 | 5.185
|  |  |  | 25140 | 419 | 0 | -0.156 |  | 21.3708 | 5.0165
|  |  |  | 25200 | 420 | 0 | -0.156 |  | 20.6763 | 4.8535
|  |  |  | 25260 | 421 | 0 | -0.156 |  | 20.0044 | 4.6958
|  |  |  | 25320 | 422 | 0 | -0.156 |  | 19.3543 | 4.5432
|  |  |  | 25380 | 423 | 0 | -0.156 |  | 18.7253 | 4.3955
|  |  |  | 25440 | 424 | 0 | -0.156 |  | 18.1168 | 4.2527
|  |  |  | 25500 | 425 | 0 | -0.156 |  | 17.528 | 4.1145
|  |  |  | 25560 | 426 | 0 | -0.156 |  | 16.9584 | 3.9808
|  |  |  | 25620 | 427 | 0 | -0.156 |  | 16.4073 | 3.8514
|  |  |  | 25680 | 428 | 0 | -0.156 |  | 15.8741 | 3.7262
|  |  |  | 25740 | 429 | 0 | -0.156 |  | 15.3582 | 3.6051
|  |  |  | 25800 | 430 | 0 | -0.156 |  | 14.8591 | 3.488
|  |  |  | 25860 | 431 | 0 | -0.156 |  | 14.3762 | 3.3746
|  |  |  | 25920 | 432 | 0 | -0.156 |  | 13.909 | 3.265
|  |  |  | 25980 | 433 | 0 | -0.156 |  | 13.457 | 3.1589
|  |  |  | 26040 | 434 | 0 | -0.156 |  | 13.0197 | 3.0562
|  |  |  | 26100 | 435 | 0 | -0.156 |  | 12.5966 | 2.9569
|  |  |  | 26160 | 436 | 0 | -0.156 |  | 12.1872 | 2.8608
|  |  |  | 26220 | 437 | 0 | -0.156 |  | 11.7912 | 2.7678
|  |  |  | 26280 | 438 | 0 | -0.156 |  | 11.408 | 2.6779
|  |  |  | 26340 | 439 | 0 | -0.156 |  | 11.0372 | 2.5908
|  |  |  | 26400 | 440 | 0 | -0.156 |  | 10.6786 | 2.5066
|  |  |  | 26460 | 441 | 0 | -0.156 |  | 10.3315 | 2.4252
|  |  |  | 26520 | 442 | 0 | -0.156 |  | 9.9958 | 2.3464
|  |  |  | 26580 | 443 | 0 | -0.156 |  | 9.6709 | 2.2701
|  |  |  | 26640 | 444 | 0 | -0.156 |  | 9.3567 | 2.1963
|  |  |  | 26700 | 445 | 0 | -0.156 |  | 9.0526 | 2.125
|  |  |  | 26760 | 446 | 0 | -0.156 |  | 8.7584 | 2.0559
|  |  |  | 26820 | 447 | 0 | -0.156 |  | 8.4738 | 1.9891
|  |  |  | 26880 | 448 | 0 | -0.156 |  | 8.1984 | 1.9245
|  |  |  | 26940 | 449 | 0 | -0.156 |  | 7.932 | 1.8619
|  |  |  | 27000 | 450 | 0 | -0.156 |  | 7.6742 | 1.8014
|  |  |  | 27060 | 451 | 0 | -0.156 |  | 7.4248 | 1.7429
|  |  |  | 27120 | 452 | 0 | -0.156 |  | 7.1835 | 1.6862
|  |  |  | 27180 | 453 | 0 | -0.156 |  | 6.9501 | 1.6314
|  |  |  | 27240 | 454 | 0 | -0.156 |  | 6.7242 | 1.5784
|  |  |  | 27300 | 455 | 0 | -0.156 |  | 6.5057 | 1.5271
|  |  |  | 27360 | 456 | 0 | -0.156 |  | 6.2943 | 1.4775
|  |  |  | 27420 | 457 | 0 | -0.156 |  | 6.0897 | 1.4295
|  |  |  | 27480 | 458 | 0 | -0.156 |  | 5.8918 | 1.383
|  |  |  | 27540 | 459 | 0 | -0.156 |  | 5.7003 | 1.3381
|  |  |  | 27600 | 460 | 0 | -0.156 |  | 5.5151 | 1.2946
|  |  |  | 27660 | 461 | 0 | -0.156 |  | 5.3359 | 1.2525
|  |  |  | 27720 | 462 | 0 | -0.156 |  | 5.1625 | 1.2118
|  |  |  | 27780 | 463 | 0 | -0.156 |  | 4.9947 | 1.1724
|  |  |  | 27840 | 464 | 0 | -0.156 |  | 4.8324 | 1.1343
|  |  |  | 27900 | 465 | 0 | -0.156 |  | 4.6753 | 1.0975
|  |  |  | 27960 | 466 | 0 | -0.156 |  | 4.5234 | 1.0618
|  |  |  | 28020 | 467 | 0 | -0.156 |  | 4.3764 | 1.0273
|  |  |  | 28080 | 468 | 0 | -0.156 |  | 4.2342 | 0.99391
|  |  |  | 28140 | 469 | 0 | -0.156 |  | 4.0966 | 0.96161
|  |  |  | 28200 | 470 | 0 | -0.156 |  | 3.9634 | 0.93036
|  |  |  | 28260 | 471 | 0 | -0.156 |  | 3.8346 | 0.90013
|  |  |  | 28320 | 472 | 0 | -0.156 |  | 3.71 | 0.87088
|  |  |  | 28380 | 473 | 0 | -0.156 |  | 3.5894 | 0.84257
|  |  |  | 28440 | 474 | 0 | -0.156 |  | 3.4728 | 0.81519
|  |  |  | 28500 | 475 | 0 | -0.156 |  | 3.3599 | 0.7887
|  |  |  | 28560 | 476 | 0 | -0.156 |  | 3.2507 | 0.76307
|  |  |  | 28620 | 477 | 0 | -0.156 |  | 3.1451 | 0.73827
|  |  |  | 28680 | 478 | 0 | -0.156 |  | 3.0429 | 0.71428
|  |  |  | 28740 | 479 | 0 | -0.156 |  | 2.944 | 0.69107
|  |  |  | 28800 | 480 | 0 | -0.156 |  | 2.8483 | 0.66861
|  |  |  | 28860 | 481 | 0 | -0.156 |  | 2.7558
|  |  |  | 28920 | 482 | 0 | -0.156 |  | 2.6662 | 16.6843
|  |  |  | 28980 | 483 | 0 | -0.156 |  | 2.5796
|  |  |  | 29040 | 484 | 0 | -0.156 |  | 2.4957
|  |  |  | 29100 | 485 | 0 | -0.156 |  | 2.4146
|  |  |  | 29160 | 486 | 0 | -0.156 |  | 2.3362
|  |  |  | 29220 | 487 | 0 | -0.156 |  | 2.2602
|  |  |  | 29280 | 488 | 0 | -0.156 |  | 2.1868
|  |  |  | 29340 | 489 | 0 | -0.156 |  | 2.1157
|  |  |  | 29400 | 490 | 0 | -0.156 |  | 2.047
|  |  |  | 29460 | 491 | 0 | -0.156 |  | 1.9804
|  |  |  | 29520 | 492 | 0 | -0.156 |  | 1.9161
|  |  |  | 29580 | 493 | 0 | -0.156 |  | 1.8538
|  |  |  | 29640 | 494 | 0 | -0.156 |  | 1.7936
|  |  |  | 29700 | 495 | 0 | -0.156 |  | 1.7353
|  |  |  | 29760 | 496 | 0 | -0.156 |  | 1.6789
|  |  |  | 29820 | 497 | 0 | -0.156 |  | 1.6243
|  |  |  | 29880 | 498 | 0 | -0.156 |  | 1.5715
|  |  |  | 29940 | 499 | 0 | -0.156 |  | 1.5205
|  |  |  | 30000 | 500 | 0 | -0.156 |  | 1.4711
|  |  |  | 30060 | 501 | 0 | -0.156 |  | 1.4233
|  |  |  | 30120 | 502 | 0 | -0.156 |  | 1.377
|  |  |  | 30180 | 503 | 0 | -0.156 |  | 1.3323
|  |  |  | 30240 | 504 | 0 | -0.156 |  | 1.289
|  |  |  | 30300 | 505 | 0 | -0.156 |  | 1.2471
|  |  |  | 30360 | 506 | 0 | -0.156 |  | 1.2065
|  |  |  | 30420 | 507 | 0 | -0.156 |  | 1.1673
|  |  |  | 30480 | 508 | 0 | -0.156 |  | 1.1294
|  |  |  | 30540 | 509 | 0 | -0.156 |  | 1.0927
|  |  |  | 30600 | 510 | 0 | -0.156 |  | 1.0572
|  |  |  | 30660 | 511 | 0 | -0.156 |  | 1.0228
|  |  |  | 30720 | 512 | 0 | -0.156 |  | 0.98959
|  |  |  | 30780 | 513 | 0 | -0.156 |  | 0.95743
|  |  |  | 30840 | 514 | 0 | -0.156 |  | 0.92631
|  |  |  | 30900 | 515 | 0 | -0.156 |  | 0.89621
|  |  |  | 30960 | 516 | 0 | -0.156 |  | 0.86709
|  |  |  | 31020 | 517 | 0 | -0.156 |  | 0.83891
|  |  |  | 31080 | 518 | 0 | -0.156 |  | 0.81164
|  |  |  | 31140 | 519 | 0 | -0.156 |  | 0.78527
|  |  |  | 31200 | 520 | 0 | -0.156 |  | 0.75975
|  |  |  | 31260 | 521 | 0 | -0.156 |  | 0.73506
|  |  |  | 31320 | 522 | 0 | -0.156 |  | 0.71117
|  |  |  | 31380 | 523 | 0 | -0.156 |  | 0.68806
|  |  |  | 31440 | 524 | 0 | -0.156 |  | 0.6657
|  |  |  | 31500 | 525 | 0 | -0.156 |  | 0.64407
|  |  |  | 31560 | 526 | 0 | -0.156 |  | 0.62313
|  |  |  | 31620 | 527 | 0 | -0.156 |  | 0.60288
|  |  |  | 31680 | 528 | 0 | -0.156 |  | 0.58329
|  |  |  | 31740 | 529 | 0 | -0.156 |  | 0.56434
|  |  |  | 31800 | 530 | 0 | -0.156 |  | 0.546
|  |  |  | 31860 | 531 | 0 | -0.156 |  | 0.52825
|  |  |  | 31920 | 532 | 0 | -0.156 |  | 0.51109
|  |  |  | 31980 | 533 | 0 | -0.156 |  | 0.49448
|  |  |  | 32040 | 534 | 0 | -0.156 |  | 0.47841
|  |  |  | 32100 | 535 | 0 | -0.156 |  | 0.46286
|  |  |  | 32160 | 536 | 0 | -0.156 |  | 0.44782
|  |  |  | 32220 | 537 | 0 | -0.156 |  | 0.43326
|  |  |  | 32280 | 538 | 0 | -0.156 |  | 0.41918
|  |  |  | 32340 | 539 | 0 | -0.156 |  | 0.40556
|  |  |  | 32400 | 540 | 0 | -0.156 |  | 0.39238
|  |  |  | 32460 | 541 | 0 | -0.156 |  | 0.37963
|  |  |  | 32520 | 542 | 0 | -0.156 |  | 0.36729
|  |  |  | 32580 | 543 | 0 | -0.156 |  | 0.35536
|  |  |  | 32640 | 544 | 0 | -0.156 |  | 0.34381
|  |  |  | 32700 | 545 | 0 | -0.156 |  | 0.33264
|  |  |  | 32760 | 546 | 0 | -0.156 |  | 0.32183
|  |  |  | 32820 | 547 | 0 | -0.156 |  | 0.31137
|  |  |  | 32880 | 548 | 0 | -0.156 |  | 0.30125
|  |  |  | 32940 | 549 | 0 | -0.156 |  | 0.29146
|  |  |  | 33000 | 550 | 0 | -0.156 |  | 0.28199
|  |  |  | 33060 | 551 | 0 | -0.156 |  | 0.27282
|  |  |  | 33120 | 552 | 0 | -0.156 |  | 0.26396
|  |  |  | 33180 | 553 | 0 | -0.156 |  | 0.25538
|  |  |  | 33240 | 554 | 0 | -0.156 |  | 0.24708
|  |  |  | 33300 | 555 | 0 | -0.156 |  | 0.23905
|  |  |  | 33360 | 556 | 0 | -0.156 |  | 0.23128
|  |  |  | 33420 | 557 | 0 | -0.156 |  | 0.22377
|  |  |  | 33480 | 558 | 0 | -0.156 |  | 0.21649
|  |  |  | 33540 | 559 | 0 | -0.156 |  | 0.20946
|  |  |  | 33600 | 560 | 0 | -0.156 |  | 0.20265
|  |  |  | 33660 | 561 | 0 | -0.156 |  | 0.19607
|  |  |  | 33720 | 562 | 0 | -0.156 |  | 0.18969
|  |  |  | 33780 | 563 | 0 | -0.156 |  | 0.18353
|  |  |  | 33840 | 564 | 0 | -0.156 |  | 0.17756
|  |  |  | 33900 | 565 | 0 | -0.156 |  | 0.17179
|  |  |  | 33960 | 566 | 0 | -0.156 |  | 0.16621
|  |  |  | 34020 | 567 | 0 | -0.156 |  | 0.16081
|  |  |  | 34080 | 568 | 0 | -0.156 |  | 0.15558
|  |  |  | 34140 | 569 | 0 | -0.156 |  | 0.15053
|  |  |  | 34200 | 570 | 0 | -0.156 |  | 0.14564
|  |  |  | 34260 | 571 | 0 | -0.156 |  | 0.1409
|  |  |  | 34320 | 572 | 0 | -0.156 |  | 0.13632
|  |  |  | 34380 | 573 | 0 | -0.156 |  | 0.13189
|  |  |  | 34440 | 574 | 0 | -0.156 |  | 0.12761
|  |  |  | 34500 | 575 | 0 | -0.156 |  | 0.12346
|  |  |  | 34560 | 576 | 0 | -0.156 |  | 0.11945
|  |  |  | 34620 | 577 | 0 | -0.156 |  | 0.11557
|  |  |  | 34680 | 578 | 0 | -0.156 |  | 0.11181
|  |  |  | 34740 | 579 | 0 | -0.156 |  | 0.10818
|  |  |  | 34800 | 580 | 0 | -0.156 |  | 0.10466
|  |  |  | 34860 | 581 | 0 | -0.156 |  | 0.10126
|  |  |  | 34920 | 582 | 0 | -0.156 |  | 0.09797
|  |  |  | 34980 | 583 | 0 | -0.156 |  | 0.094786
|  |  |  | 35040 | 584 | 0 | -0.156 |  | 0.091706
|  |  |  | 35100 | 585 | 0 | -0.156 |  | 0.088725
|  |  |  | 35160 | 586 | 0 | -0.156 |  | 0.085842
|  |  |  | 35220 | 587 | 0 | -0.156 |  | 0.083052
|  |  |  | 35280 | 588 | 0 | -0.156 |  | 0.080353
|  |  |  | 35340 | 589 | 0 | -0.156 |  | 0.077742
|  |  |  | 35400 | 590 | 0 | -0.156 |  | 0.075216
|  |  |  | 35460 | 591 | 0 | -0.156 |  | 0.072771
|  |  |  | 35520 | 592 | 0 | -0.156 |  | 0.070406
|  |  |  | 35580 | 593 | 0 | -0.156 |  | 0.068118
|  |  |  | 35640 | 594 | 0 | -0.156 |  | 0.065905
|  |  |  | 35700 | 595 | 0 | -0.156 |  | 0.063763
|  |  |  | 35760 | 596 | 0 | -0.156 |  | 0.061691
|  |  |  | 35820 | 597 | 0 | -0.156 |  | 0.059686
This worksheet shows an example of dilution ventilation calculations with an arbitrary time varying generation rate. The worksheet computes the room concentration using the recursion formula for a first-order linear differential equation.
The neecessary model inputs are shown in yellow. The time step should be small compared to the time constant for accurate results (typically < tau/10). The mixing factor provides a safety factor for non uniform air distribution in the room (typically between 1 and 10) . The volume flow rate is the total air flow delivered to the room volume V in cubic feet. The inlet concentration is the background contaminant level in the supply air.
The generation rate is specified in column "E" in units of mass per time. In this example, both a steady emission source starting at time t=1 min, and a random emission source at time t=30 minutes are used. The strength of the random source and the probability of a release event are specified in the green boxes. Pressing the F9 function key will recalculate the worksheet for a new random emission input.